## Elektrenai
Number | LOCATION DATA |  | BUILDING GEOMETRY | [12 empty] | ENERGY NEEDS AND SAVINGS | [15 empty] | CO2 EMISSION | [6 empty] | SO2 EMISSION | [6 empty] | NOx EMISSION | [6 empty] | Investements |  |  |  |  | U-values, current condition |  |  |  | U-values, after insulation |  |  |  | MFAB volume Ve | No of storeys | Akuk | H | Volume V | 20 | -20 | -20 | 3
| City | Address | Ground area | Heated area | Ground circumference | Type of floor construction | Total number of storeys | Height | Area of outer walls | Outer walls insulation | Total area of windows and doors | Total area of PVC windows and doorsa | Roof/ceiling area | Type of roof | Roof insulation | Heating system | Primarly energy source | Heat required in current state of building | Specific heat required in current condition of building | Heat required in after insulation of outer walls | Potential saving after insulation of outer walls | Heat required in after insulation of roof/ceiling | Potential saving after insulation of roof/ceiling | Heat required in after replacement of windows and doors | Potential saving after replacement of widows and doors | Heat required in after insulation of floors | Potential saving after insulation of floors | Potential saving after all architectural measures | Heat required after all architectural measures | Specific heat required after all architectural measures | Total savings by architectural measures | Emission in current state of building | Reduction after insulation of outer walls | Reduction after insulation of roof/ceiling | Reduction after replacement of widows and doors | Reduction after insulation of floors | Reduction after all measures | Emission after all measures | Emission in current state of building | Reduction after insulation of outer walls | Reduction after insulation of roof/ceiling | Reduction after replacement of widows and doors | Reduction after insulation of floors | Reduction after all measures | Emission after all measures | Emission in current state of building | Reduction after insulation of outer walls | Reduction after insulation of roof/ceiling | Reduction after replacement of widows and doors | Reduction after insulation of floors | Reduction after all measures | Emission after all measures | Wall insulation | Roof/ceiling insulation | Windows replacement | Floor insulation | Total investment | U-wall | U-windows | U-floor | U-roof | U-wall | U-roof | U-windows | U-floor | [5 empty] | Qtr.req | Qtr. Ins wall | Qtr. Ins roof | Qtr. Ins win | Qtr. Ins floor | Qtr.potr | Qtr. Iz zid | Qtr. Iz tav | Qtr. Iz proz | Qtr. Iz pod
|  |  | m2 | m2 | m |  |  | m | m2 |  | m2 | m2 | m2 |  |  |  |  | kWh/year | kWh/m2year | kWh/year | kWh/year | kWh/year | kWh/year | kWh/year | kWh/year | kWh/year | kWh/year | kWh/year | kWh/year | kWh/m2year | % | t/year | t/year | t/year | t/year | t/year | t/year | t/year | t/year | t/year | t/year | t/year | t/year | t/year | t/year | t/year | t/year | t/year | t/year | t/year | t/year | t/year | EUR | EUR | EUR | EUR | EUR | W/m2K | W/m2K | W/m2K | W/m2K | W/m2K | W/m2K | W/m2K | W/m2K | m3 |  | m2 | m | m3 | kWh/god | kWh/god | kWh/god | kWh/god | kWh/god | kWh/god | kWh/god | kWh/god | kWh/god | kWh/god
1 | Elektrenai | Draugystės gatve 4 | 720.7 | 2306.24 | 135.6 | Basement | 4 | 14.5 | 1671.3 | Y | 294.9 | 294.9 | 742.321 | Sloped | Y | District heating | Natural gas | 113393.6662 | 49.1682 | 113393.6662 | 0 | 110069.612 | 3324.0542 | 113393.6662 | 0 | 106740.8126 | 6652.8536 | 9976.9078 | 103416.7584 | 4.326 | 8.798% | 45.1624 | 0 | 1.3239 | 0 | 2.6497 | 3.9736 | 41.1888 | 1.5398 | 0 | 0.045137 | 0 | 0.090339 | 0.13548 | 1.4043 | 0.083743 | 0 | 0.0024549 | 0 | 0.0049132 | 0.0073681 | 0.076375 | 0 | 35631.408 | 0,00 | 28828 | 64459.408 | 0.25 | 1.1 | 0.85 | 0.21 | 0.25 | 0.11748 | 1.1 | 0.40124 | 10450.15 | 4 | 3344.048 | 14.5 | 8360.12 | 98.3978 | 98.3978 | 95.5134 | 98.3978 | 92.6248 | 113393.6662 | 113393.6662 | 110069.612 | 113393.6662 | 106740.8126
2 | Elektrenai | Draugystės gatve 6 | 874.5 | 2798.4 | 139 | Ground | 4 | 14.5 | 1693 | N | 322.5 | 258 | 900.735 | Sloped | N | District heating | Natural gas | 325297.9132 | 116.2443 | 221747.7375 | 103550.1757 | 234150.3174 | 91147.5958 | 319834.6729 | 5463.2403 | 325297.9132 | 0 | 200161.0117 | 125136.9015 | 71.5269 | 61.53% | 129.5597 | 41.242 | 36.3023 | 2.1759 | 0 | 79.7201 | 49.8395 | 4.4172 | 1.4061 | 1.2377 | 0.074185 | 0 | 2.718 | 1.6992 | 0.24024 | 0.076473 | 0.067314 | 0.0040347 | 0 | 0.14782 | 0.092415 | 110045 | 43235.28 | 9675 | 0 | 162955.28 | 1.48 | 1.45 | 0.57 | 2.33 | 0.21631 | 0.23928 | 1.1 | 0.57 | 12680.25 | 4 | 4057.68 | 14.5 | 10144.2 | 282.2786 | 192.4225 | 203.1849 | 277.5379 | 282.2786 | 325297.9132 | 221747.7375 | 234150.3174 | 319834.6729 | 325297.9132
3 | Elektrenai | Draugystės gatve 8 | 474.9 | 1519.68 | 105.6 | Basement | 4 | 14.5 | 1270.9 | Y | 260.3 | 260.3 | 489.147 | Sloped | Y | District heating | Natural gas | 80284.9478 | 52.8302 | 80284.9478 | 0 | 78094.5865 | 2190.3612 | 80284.9478 | 0 | 75901.0985 | 4383.8493 | 6574.2105 | 73710.7373 | 4.326 | 8.189% | 31.9759 | 0 | 0.87238 | 0 | 1.746 | 2.6184 | 29.3575 | 1.0902 | 0 | 0.029743 | 0 | 0.059528 | 0.089271 | 1.0009 | 0.059292 | 0 | 0.0016176 | 0 | 0.0032375 | 0.0048551 | 0.054436 | 0 | 23479.056 | 0,00 | 18996 | 42475.056 | 0.25 | 1.1 | 0.85 | 0.21 | 0.25 | 0.11748 | 1.1 | 0.40124 | 6886.05 | 4 | 2203.536 | 14.5 | 5508.84 | 69.6676 | 69.6676 | 67.7669 | 69.6676 | 65.8635 | 80284.9478 | 80284.9478 | 78094.5865 | 80284.9478 | 75901.0985
4 | Elektrenai | Draugystės gatve 10 | 471.2 | 1507.84 | 100.4 | Basement | 4 | 14.5 | 1193.7 | Y | 262.1 | 262.1 | 485.336 | Sloped | Y | District heating | Natural gas | 79048.9235 | 52.4253 | 79048.9235 | 0 | 76875.6277 | 2173.2959 | 79048.9235 | 0 | 74699.2293 | 4349.6942 | 6522.9901 | 72525.9335 | 4.326 | 8.252% | 31.4836 | 0 | 0.86558 | 0 | 1.7324 | 2.598 | 28.8856 | 1.0734 | 0 | 0.029511 | 0 | 0.059065 | 0.088576 | 0.98483 | 0.058379 | 0 | 0.001605 | 0 | 0.0032123 | 0.0048173 | 0.053561 | 0 | 23296.128 | 0,00 | 18848 | 42144.128 | 0.25 | 1.1 | 0.85 | 0.21 | 0.25 | 0.11748 | 1.1 | 0.40124 | 6832.4 | 4 | 2186.368 | 14.5 | 5465.92 | 68.595 | 68.595 | 66.7092 | 68.595 | 64.8206 | 79048.9235 | 79048.9235 | 76875.6277 | 79048.9235 | 74699.2293
5 | Elektrenai | Draugystės gatve 11 | 361.2 | 2600.64 | 77.6 | Basement | 9 | 29.2 | 1761.12 | Y | 504.8 | 504.8 | 361.2 | Flat | Y | District heating | Natural gas | 116027.6901 | 44.6151 | 116027.6901 | 0 | 114262.1042 | 1765.5858 | 116027.6901 | 0 | 112693.4168 | 3334.2732 | 5099.8591 | 110927.831 | 1.961 | 4.395% | 46.2115 | 0 | 0.7032 | 0 | 1.328 | 2.0312 | 44.1803 | 1.5755 | 0 | 0.023975 | 0 | 0.045276 | 0.069251 | 1.5063 | 0.085688 | 0 | 0.0013039 | 0 | 0.0024624 | 0.0037663 | 0.081922 | 0 | 30702 | 0,00 | 14448 | 45150 | 0.25 | 1.1 | 0.85 | 0.21 | 0.25 | 0.10901 | 1.1 | 0.40124 | 10547.04 | 9 | 3375.0528 | 29.2 | 8437.632 | 100.6835 | 100.6835 | 99.1514 | 100.6835 | 97.7902 | 116027.6901 | 116027.6901 | 114262.1042 | 116027.6901 | 112693.4168
6 | Elektrenai | Draugystės gatve 12 | 735.4 | 2353.28 | 140 | Basement | 4 | 14.5 | 1624 | Y | 406 | 406 | 757.462 | Sloped | Y | District heating | Natural gas | 120316.5287 | 51.1272 | 120316.5287 | 0 | 116924.6743 | 3391.8544 | 120316.5287 | 0 | 113527.9779 | 6788.5508 | 10180.4051 | 110136.1235 | 4.326 | 8.461% | 47.9197 | 0 | 1.3509 | 0 | 2.7037 | 4.0547 | 43.865 | 1.6338 | 0 | 0.046058 | 0 | 0.092182 | 0.13824 | 1.4955 | 0.088855 | 0 | 0.0025049 | 0 | 0.0050134 | 0.0075184 | 0.081337 | 0 | 36358.176 | 0,00 | 29416 | 65774.176 | 0.25 | 1.1 | 0.85 | 0.21 | 0.25 | 0.11748 | 1.1 | 0.40124 | 10663.3 | 4 | 3412.256 | 14.5 | 8530.64 | 104.4052 | 104.4052 | 101.4619 | 104.4052 | 98.5144 | 120316.5287 | 120316.5287 | 116924.6743 | 120316.5287 | 113527.9779
7 | Elektrenai | Draugystės gatve 14 | 925.4 | 2961.28 | 148.2 | Basement | 4 | 14.5 | 1697.6 | Y | 451.3 | 451.3 | 953.162 | Sloped | Y | District heating | Natural gas | 144042.496 | 48.642 | 144042.496 | 0 | 139774.3126 | 4268.1833 | 144042.496 | 0 | 135500.0362 | 8542.4597 | 12810.6431 | 131231.8529 | 4.326 | 8.894% | 57.3692 | 0 | 1.6999 | 0 | 3.4023 | 5.1022 | 52.267 | 1.956 | 0 | 0.057958 | 0 | 0.116 | 0.17396 | 1.782 | 0.10638 | 0 | 0.0031521 | 0 | 0.0063087 | 0.0094608 | 0.096917 | 0 | 45751.776 | 0,00 | 37016 | 82767.776 | 0.25 | 1.1 | 0.85 | 0.21 | 0.25 | 0.11748 | 1.1 | 0.40124 | 13418.3 | 4 | 4293.856 | 14.5 | 10734.64 | 124.9935 | 124.9935 | 121.2898 | 124.9935 | 117.5807 | 144042.496 | 144042.496 | 139774.3126 | 144042.496 | 135500.0362
8 | Elektrenai | Draugystės gatve 16 | 776.1 | 2483.52 | 128.6 | Basement | 4 | 14.5 | 1491.8 | Y | 372.9 | 372.9 | 799.383 | Sloped | Y | District heating | Natural gas | 121329.5551 | 48.8539 | 121329.5551 | 0 | 117749.9818 | 3579.5733 | 121329.5551 | 0 | 114165.2985 | 7164.2565 | 10743.8298 | 110585.7253 | 4.326 | 8.855% | 48.3231 | 0 | 1.4257 | 0 | 2.8534 | 4.2791 | 44.0441 | 1.6475 | 0 | 0.048607 | 0 | 0.097284 | 0.14589 | 1.5016 | 0.089604 | 0 | 0.0026436 | 0 | 0.0052909 | 0.0079345 | 0.081669 | 0 | 38370.384 | 0,00 | 31044 | 69414.384 | 0.25 | 1.1 | 0.85 | 0.21 | 0.25 | 0.11748 | 1.1 | 0.40124 | 11253.45 | 4 | 3601.104 | 14.5 | 9002.76 | 105.2842 | 105.2842 | 102.178 | 105.2842 | 99.0674 | 121329.5551 | 121329.5551 | 117749.9818 | 121329.5551 | 114165.2985
9 | Elektrenai | Draugystės gatve 17 | 313.4 | 2256.48 | 78 | Basement | 9 | 29.2 | 1412.1 | Y | 865.5 | 865.5 | 322.802 | Sloped | Y | District heating | Natural gas | 122126.0716 | 54.1224 | 122126.0716 | 0 | 120680.59 | 1445.4816 | 122126.0716 | 0 | 119233.045 | 2893.0267 | 4338.5083 | 117787.5634 | 1.9227 | 3.552% | 48.6404 | 0 | 0.57571 | 0 | 1.1522 | 1.7279 | 46.9124 | 1.6584 | 0 | 0.019628 | 0 | 0.039284 | 0.058913 | 1.5994 | 0.090192 | 0 | 0.0010675 | 0 | 0.0021365 | 0.0032041 | 0.086988 | 0 | 15494.496 | 0,00 | 12536 | 28030.496 | 0.25 | 1.1 | 0.85 | 0.21 | 0.25 | 0.11748 | 1.1 | 0.40124 | 9151.28 | 9 | 2928.4096 | 29.2 | 7321.024 | 105.9754 | 105.9754 | 104.7211 | 105.9754 | 103.465 | 122126.0716 | 122126.0716 | 120680.59 | 122126.0716 | 119233.045
10 | Elektrenai | Draugystės gatve 18 | 805.4 | 2577.28 | 146.8 | Basement | 4 | 14.5 | 1745.4 | Y | 383.2 | 383.2 | 829.562 | Sloped | Y | District heating | Natural gas | 128096.078 | 49.702 | 128096.078 | 0 | 124381.3656 | 3714.7124 | 128096.078 | 0 | 120661.3502 | 7434.7278 | 11149.4402 | 116946.6378 | 4.326 | 8.704% | 51.0181 | 0 | 1.4795 | 0 | 2.9611 | 4.4406 | 46.5775 | 1.7394 | 0 | 0.050442 | 0 | 0.10096 | 0.1514 | 1.588 | 0.094601 | 0 | 0.0027434 | 0 | 0.0054907 | 0.008234 | 0.086367 | 0 | 39818.976 | 0,00 | 32216 | 72034.976 | 0.25 | 1.1 | 0.85 | 0.21 | 0.25 | 0.11748 | 1.1 | 0.40124 | 11678.3 | 4 | 3737.056 | 14.5 | 9342.64 | 111.1559 | 111.1559 | 107.9325 | 111.1559 | 104.7044 | 128096.078 | 128096.078 | 124381.3656 | 128096.078 | 120661.3502
11 | Elektrenai | Draugystės gatve 19 | 819.9 | 3279.6 | 138.8 | Basement | 5 | 17.5 | 2016.1 | Y | 412.9 | 412.4 | 844.497 | Sloped | Y | District heating | Natural gas | 148046.3461 | 45.1416 | 148046.3461 | 0 | 144264.7559 | 3781.5901 | 148003.9954 | 42.3507 | 140477.7674 | 7568.5787 | 11392.5196 | 136653.8265 | 3.4738 | 7.695% | 58.9639 | 0 | 1.5061 | 0.016867 | 3.0144 | 4.5374 | 54.4265 | 2.0103 | 0 | 0.05135 | 0.00057508 | 0.10277 | 0.1547 | 1.8556 | 0.10933 | 0 | 0.0027928 | 3.1277e-05 | 0.0055895 | 0.0084135 | 0.10092 | 0 | 40535.856 | 75 | 32796 | 73406.856 | 0.25 | 1.1021 | 0.85 | 0.21 | 0.25 | 0.11748 | 1.1 | 0.40124 | 14348.25 | 5 | 4591.44 | 17.5 | 11478.6 | 128.4678 | 128.4678 | 125.1864 | 128.4311 | 121.9002 | 148046.3461 | 148046.3461 | 144264.7559 | 148003.9954 | 140477.7674
12 | Elektrenai | Draugystės gatve 21 | 211.9 | 1525.68 | 62.6 | Basement | 9 | 29.2 | 1535.52 | N | 292.4 | 219.3 | 218.257 | Sloped | N | District heating | Natural gas | 194013.1557 | 127.165 | 100095.0424 | 93918.1133 | 171927.1916 | 22085.964 | 187821.4833 | 6191.6723 | 192057.0856 | 1956.07 | 124151.8197 | 69861.336 | 81.3747 | 63.99% | 77.2716 | 37.4057 | 8.7964 | 2.466 | 0.77906 | 49.4472 | 27.8244 | 2.6345 | 1.2753 | 0.29991 | 0.084077 | 0.026562 | 1.6859 | 0.94865 | 0.14328 | 0.06936 | 0.016311 | 0.0045726 | 0.0014446 | 0.091688 | 0.051594 | 99808.8 | 10476.336 | 10965 | 8476 | 129726.136 | 1.48 | 1.5375 | 0.85 | 2.33 | 0.21631 | 0.23928 | 1.1 | 0.40124 | 6187.48 | 9 | 1979.9936 | 29.2 | 4949.984 | 168.3557 | 86.8579 | 149.1906 | 162.9829 | 166.6584 | 194013.1557 | 100095.0424 | 171927.1916 | 187821.4833 | 192057.0856
13 | Elektrenai | Draugystės gatve 25 | 374.6 | 1498.4 | 83.4 | Basement | 5 | 17.5 | 1240.6 | Y | 218.9 | 218.9 | 374.6 | Flat | Y | District heating | Natural gas | 72982.9331 | 48.7072 | 72982.9331 | 0 | 71151.8466 | 1831.0865 | 72982.9331 | 0 | 69524.9631 | 3457.97 | 5289.0565 | 67693.8766 | 3.5298 | 7.247% | 29.0676 | 0 | 0.72929 | 0 | 1.3772 | 2.1065 | 26.9611 | 0.99104 | 0 | 0.024864 | 0 | 0.046956 | 0.07182 | 0.91922 | 0.053899 | 0 | 0.0013523 | 0 | 0.0025538 | 0.003906 | 0.049993 | 0 | 31841 | 0,00 | 14984 | 46825 | 0.25 | 1.1 | 0.85 | 0.21 | 0.25 | 0.10901 | 1.1 | 0.40124 | 6555.5 | 5 | 2097.76 | 17.5 | 5244.4 | 63.3313 | 63.3313 | 61.7423 | 63.3313 | 60.3306 | 72982.9331 | 72982.9331 | 71151.8466 | 72982.9331 | 69524.9631
14 | Elektrenai | Draugystės gatve 27 | 531.8 | 2127.2 | 105.4 | Basement | 5 | 17.5 | 1531 | N | 313.5 | 266.5 | 531.8 | Flat | N | District heating | Natural gas | 250664.0365 | 117.8376 | 157022.3833 | 93641.6532 | 196007.9407 | 54656.0958 | 246683.0707 | 3980.9658 | 245754.9376 | 4909.0989 | 157187.8137 | 93476.2228 | 73.8942 | 62.71% | 99.8345 | 37.2956 | 21.7684 | 1.5855 | 1.9552 | 62.6048 | 37.2297 | 3.4038 | 1.2716 | 0.74218 | 0.054058 | 0.066661 | 2.1345 | 1.2693 | 0.18512 | 0.069156 | 0.040364 | 0.00294 | 0.0036254 | 0.11609 | 0.069034 | 99515 | 45203 | 7050 | 21272 | 173040 | 1.48 | 1.3624 | 0.85 | 2.33 | 0.21631 | 0.20657 | 1.1 | 0.40124 | 9306.5 | 5 | 2978.08 | 17.5 | 7445.2 | 217.5148 | 136.2568 | 170.0867 | 214.0603 | 213.2549 | 250664.0365 | 157022.3833 | 196007.9407 | 246683.0707 | 245754.9376
15 | Elektrenai | Elektrinės gatve 11 | 556.3 | 2225.2 | 107.2 | Basement | 5 | 17.5 | 1538.2 | N | 337.8 | 219.5 | 556.3 | Flat | N | District heating | Natural gas | 264055.9712 | 118.6662 | 169973.9392 | 94082.032 | 206881.8717 | 57174.0995 | 254035.7956 | 10020.1756 | 258920.7104 | 5135.2608 | 166411.5679 | 97644.4033 | 74.785 | 63.02% | 105.1682 | 37.471 | 22.7713 | 3.9908 | 2.0453 | 66.2784 | 38.8898 | 3.5856 | 1.2775 | 0.77637 | 0.13606 | 0.069732 | 2.2597 | 1.3259 | 0.19501 | 0.069481 | 0.042224 | 0.0074 | 0.0037925 | 0.1229 | 0.072112 | 99983 | 47285.5 | 17745 | 22252 | 187265.5 | 1.48 | 1.7129 | 0.85 | 2.33 | 0.21631 | 0.20657 | 1.1 | 0.40124 | 9735.25 | 5 | 3115.28 | 17.5 | 7788.2 | 229.1357 | 147.4956 | 179.5226 | 220.4406 | 224.6795 | 264055.9712 | 169973.9392 | 206881.8717 | 254035.7956 | 258920.7104
16 | Elektrenai | Elektrinės gatve 13 | 553.8 | 2215.2 | 106.4 | Basement | 5 | 17.5 | 1545.5 | Y | 316.5 | 316.5 | 553.8 | Flat | Y | District heating | Natural gas | 104025.5767 | 46.9599 | 104025.5767 | 0 | 101318.5406 | 2707.0361 | 104025.5767 | 0 | 98913.3936 | 5112.1831 | 7819.2191 | 96206.3576 | 3.5298 | 7.517% | 41.4313 | 0 | 1.0782 | 0 | 2.0361 | 3.1142 | 38.3171 | 1.4126 | 0 | 0.036759 | 0 | 0.069418 | 0.10618 | 1.3064 | 0.076824 | 0 | 0.0019992 | 0 | 0.0037754 | 0.0057746 | 0.07105 | 0 | 47073 | 0,00 | 22152 | 69225 | 0.25 | 1.1 | 0.85 | 0.21 | 0.25 | 0.10901 | 1.1 | 0.40124 | 9691.5 | 5 | 3101.28 | 17.5 | 7753.2 | 90.2686 | 90.2686 | 87.9196 | 90.2686 | 85.8325 | 104025.5767 | 104025.5767 | 101318.5406 | 104025.5767 | 98913.3936
17 | Elektrenai | Elektrinės gatve 15 | 468.6 | 1874.4 | 99.2 | Basement | 5 | 17.5 | 1492.9 | N | 243.1 | 158.1 | 468.6 | Flat | N | District heating | Natural gas | 233106.0816 | 124.363 | 141794.7661 | 91311.3156 | 184945.4075 | 48160.6741 | 225906.4626 | 7199.619 | 228780.3883 | 4325.6934 | 150997.302 | 82108.7796 | 80.5577 | 64.78% | 92.8415 | 36.3675 | 19.1814 | 2.8675 | 1.7228 | 60.1392 | 32.7023 | 3.1654 | 1.2399 | 0.65397 | 0.097764 | 0.058739 | 2.0504 | 1.115 | 0.17215 | 0.067435 | 0.035567 | 0.005317 | 0.0031946 | 0.11151 | 0.060639 | 97038.5 | 39831 | 12750 | 18744 | 168363.5 | 1.48 | 1.7119 | 0.85 | 2.33 | 0.21631 | 0.20657 | 1.1 | 0.40124 | 8200.5 | 5 | 2624.16 | 17.5 | 6560.4 | 202.2788 | 123.043 | 160.4872 | 196.0313 | 198.5252 | 233106.0816 | 141794.7661 | 184945.4075 | 225906.4626 | 228780.3883
18 | Elektrenai | Elektrinės gatve 22A | 359.4 | 575.04 | 83.6 | Basement | 2 | 8.5 | 596.9 | N | 113.7 | 96.6 | 359.4 | Flat | N | District heating | Natural gas | 112994.2401 | 196.4981 | 76485.6164 | 36508.6237 | 76056.668 | 36937.5721 | 111545.8462 | 1448.3939 | 109676.5828 | 3317.6573 | 78212.2469 | 34781.9932 | 136.0118 | 69.22% | 45.0033 | 14.5407 | 14.7115 | 0.57687 | 1.3214 | 31.1504 | 13.853 | 1.5344 | 0.49575 | 0.50158 | 0.019668 | 0.045051 | 1.062 | 0.47231 | 0.083448 | 0.026962 | 0.027279 | 0.0010697 | 0.0024501 | 0.057761 | 0.025687 | 38798.5 | 30549 | 2565 | 14376 | 86288.5 | 1.48 | 1.3632 | 0.85 | 2.33 | 0.21631 | 0.20657 | 1.1 | 0.40124 | 3054.9 | 2 | 977.568 | 8.5 | 2321.724 | 98.0512 | 66.3707 | 65.9985 | 96.7944 | 95.1723 | 112994.2401 | 76485.6164 | 76056.668 | 111545.8462 | 109676.5828
19 | Elektrenai | Pergalės gatve 1 | 372.1 | 1488.4 | 78.6 | Basement | 5 | 17.5 | 1141.7 | N | 233.8 | 105.2 | 372.1 | Flat | N | District heating | Natural gas | 189312.8785 | 127.1922 | 119482.2609 | 69830.6176 | 151070.0555 | 38242.8229 | 178420.2784 | 10892.6 | 185877.9862 | 3434.8922 | 122400.9328 | 66911.9457 | 82.2366 | 64.66% | 75.3995 | 27.8121 | 15.2314 | 4.3383 | 1.368 | 48.7498 | 26.6497 | 2.5707 | 0.94823 | 0.5193 | 0.14791 | 0.046642 | 1.6621 | 0.9086 | 0.13981 | 0.051571 | 0.028243 | 0.0080443 | 0.0025367 | 0.090395 | 0.049415 | 74210.5 | 31628.5 | 19290 | 14884 | 140013 | 1.48 | 2.0626 | 0.85 | 2.33 | 0.21631 | 0.20657 | 1.1 | 0.40124 | 6511.75 | 5 | 2083.76 | 17.5 | 5209.4 | 164.2771 | 103.6812 | 131.0917 | 154.825 | 161.2964 | 189312.8785 | 119482.2609 | 151070.0555 | 178420.2784 | 185877.9862
20 | Elektrenai | Pergalės gatve 3 | 320.5 | 1282 | 73 | Basement | 5 | 17.5 | 1060.3 | N | 217.2 | 119.5 | 320.5 | Flat | N | District heating | Natural gas | 168306.1811 | 131.2841 | 103454.2902 | 64851.8909 | 135366.5821 | 32939.5989 | 160030.8543 | 8275.3268 | 165347.6136 | 2958.5675 | 109025.3841 | 59280.797 | 85.0432 | 64.78% | 67.033 | 25.8292 | 13.1192 | 3.2959 | 1.1783 | 43.4226 | 23.6104 | 2.2854 | 0.88062 | 0.44729 | 0.11237 | 0.040174 | 1.4805 | 0.80497 | 0.1243 | 0.047894 | 0.024326 | 0.0061114 | 0.0021849 | 0.080517 | 0.04378 | 68919.5 | 27242.5 | 14655 | 12820 | 123637 | 1.48 | 1.8872 | 0.85 | 2.33 | 0.21631 | 0.20657 | 1.1 | 0.40124 | 5608.75 | 5 | 1794.8 | 17.5 | 4487 | 146.0484 | 89.7729 | 117.4649 | 138.8675 | 143.4811 | 168306.1811 | 103454.2902 | 135366.5821 | 160030.8543 | 165347.6136
21 | Elektrenai | Pergalės gatve 5 | 325.6 | 1302.4 | 73.6 | Basement | 5 | 17.5 | 1069.1 | Y | 218.9 | 218.9 | 325.6 | Flat | Y | District heating | Natural gas | 64849.1988 | 49.7921 | 64849.1988 | 0 | 63257.6298 | 1591.569 | 64849.1988 | 0 | 61843.5527 | 3005.6461 | 4597.2151 | 60251.9837 | 3.5298 | 7.089% | 25.8281 | 0 | 0.63389 | 0 | 1.1971 | 1.831 | 23.9972 | 0.88059 | 0 | 0.021612 | 0 | 0.040814 | 0.062426 | 0.81816 | 0.047892 | 0 | 0.0011754 | 0 | 0.0022197 | 0.0033951 | 0.044497 | 0 | 27676 | 0,00 | 13024 | 40700 | 0.25 | 1.1 | 0.85 | 0.21 | 0.25 | 0.10901 | 1.1 | 0.40124 | 5698 | 5 | 1823.36 | 17.5 | 4558.4 | 56.2732 | 56.2732 | 54.8921 | 56.2732 | 53.665 | 64849.1988 | 64849.1988 | 63257.6298 | 64849.1988 | 61843.5527
22 | Elektrenai | Pergalės gatve 7 | 347.2 | 1388.8 | 75.8 | Basement | 5 | 17.5 | 1101 | N | 225.5 | 191.6 | 347.2 | Flat | N | District heating | Natural gas | 172300.572 | 124.0644 | 104959.3178 | 67341.2542 | 136616.863 | 35683.709 | 169429.1946 | 2871.3775 | 169095.5342 | 3205.0378 | 109101.3786 | 63199.1935 | 78.558 | 63.32% | 68.6239 | 26.8207 | 14.2121 | 1.1436 | 1.2765 | 43.4529 | 25.171 | 2.3397 | 0.91443 | 0.48455 | 0.03899 | 0.043521 | 1.4815 | 0.85818 | 0.12725 | 0.049732 | 0.026353 | 0.0021206 | 0.002367 | 0.080573 | 0.046674 | 71565 | 29512 | 5085 | 13888 | 120050 | 1.48 | 1.3631 | 0.85 | 2.33 | 0.21631 | 0.20657 | 1.1 | 0.40124 | 6076 | 5 | 1944.32 | 17.5 | 4860.8 | 149.5146 | 91.0789 | 118.5499 | 147.0229 | 146.7334 | 172300.572 | 104959.3178 | 136616.863 | 169429.1946 | 169095.5342
23 | Elektrenai | Pergalės gatve 9 | 443.6 | 3193.92 | 85.2 | Basement | 9 | 29.2 | 2040.04 | N | 447.8 | 389.5 | 443.6 | Flat | N | District heating | Natural gas | 303750.0122 | 95.1026 | 178973.5796 | 124776.4326 | 258158.7296 | 45591.2826 | 298811.9205 | 4938.0916 | 299655.0963 | 4094.9159 | 179400.7227 | 124349.2895 | 56.1694 | 59.06% | 120.9776 | 49.696 | 18.1581 | 1.9667 | 1.6309 | 71.4517 | 49.5258 | 4.1246 | 1.6943 | 0.61908 | 0.067054 | 0.055605 | 2.4361 | 1.6885 | 0.22432 | 0.092149 | 0.03367 | 0.0036469 | 0.0030242 | 0.13249 | 0.091834 | 132602.6 | 37706 | 8745 | 17744 | 196797.6 | 1.48 | 1.3278 | 0.85 | 2.33 | 0.21631 | 0.20657 | 1.1 | 0.40124 | 12953.12 | 9 | 4144.9984 | 29.2 | 10362.496 | 263.5804 | 155.3051 | 224.0183 | 259.2953 | 260.027 | 303750.0122 | 178973.5796 | 258158.7296 | 298811.9205 | 299655.0963
24 | Elektrenai | Pergalės gatve 9b | 443.6 | 5678.08 | 85.2 | Ground | 16 | 50.2 | 3464.34 | N | 812.7 | 812.7 | 443.6 | Flat | N | District heating | Natural gas | 468811.6767 | 82.5652 | 256919.7596 | 211891.9171 | 423220.394 | 45591.2826 | 468811.6767 | 0 | 468811.6767 | 0 | 257483.1997 | 211328.477 | 45.3469 | 54.92% | 186.7183 | 84.3923 | 18.1581 | 0 | 0 | 102.5504 | 84.1679 | 6.366 | 2.8773 | 0.61908 | 0 | 0 | 3.4964 | 2.8696 | 0.34622 | 0.15649 | 0.03367 | 0 | 0 | 0.19016 | 0.15607 | 225182.1 | 37706 | 0,00 | 0 | 262888.1 | 1.48 | 1.1 | 0.57 | 2.33 | 0.21631 | 0.20657 | 1.1 | 0.57 | 22268.72 | 16 | 7125.9904 | 50.2 | 17814.976 | 406.8133 | 222.9432 | 367.2513 | 406.8133 | 406.8133 | 468811.6767 | 256919.7596 | 423220.394 | 468811.6767 | 468811.6767
25 | Elektrenai | Pergalės gatve 11 | 264.2 | 1056.8 | 67 | Basement | 5 | 17.5 | 961.4 | N | 211.1 | 69.7 | 264.2 | Flat | N | District heating | Natural gas | 151860.2648 | 143.6982 | 93057.4657 | 58802.7991 | 124706.9355 | 27153.3293 | 139883.4869 | 11976.778 | 149421.4082 | 2438.8566 | 100371.7629 | 51488.5019 | 94.9771 | 66.09% | 60.4829 | 23.42 | 10.8146 | 4.7701 | 0.97135 | 39.9761 | 20.5068 | 2.0621 | 0.79848 | 0.36872 | 0.16263 | 0.033117 | 1.3629 | 0.69916 | 0.11215 | 0.043427 | 0.020053 | 0.008845 | 0.0018011 | 0.074126 | 0.038025 | 62491 | 22457 | 21210 | 10568 | 116726 | 1.48 | 2.2722 | 0.85 | 2.33 | 0.21631 | 0.20657 | 1.1 | 0.40124 | 4623.5 | 5 | 1479.52 | 17.5 | 3698.8 | 131.7774 | 80.751 | 108.215 | 121.3845 | 129.6611 | 151860.2648 | 93057.4657 | 124706.9355 | 139883.4869 | 149421.4082
26 | Elektrenai | Pergalės gatve 13 | 215.1 | 860.4 | 59.2 | Basement | 5 | 17.5 | 870.2 | N | 165.8 | 107.8 | 215.1 | Flat | N | District heating | Natural gas | 124742.3594 | 144.9818 | 71517.6914 | 53224.668 | 102635.315 | 22107.0444 | 119829.6782 | 4912.6812 | 122756.7498 | 1985.6096 | 82230.0031 | 42512.3563 | 95.5718 | 65.92% | 49.6824 | 21.1983 | 8.8048 | 1.9566 | 0.79083 | 32.7506 | 16.9318 | 1.6939 | 0.72274 | 0.30019 | 0.066709 | 0.026963 | 1.1166 | 0.57728 | 0.092124 | 0.039307 | 0.016326 | 0.0036281 | 0.0014664 | 0.060728 | 0.031396 | 56563 | 18283.5 | 8700 | 8604 | 92150.5 | 1.48 | 1.7122 | 0.85 | 2.33 | 0.21631 | 0.20657 | 1.1 | 0.40124 | 3764.25 | 5 | 1204.56 | 17.5 | 3011.4 | 108.2457 | 62.0598 | 89.0622 | 103.9827 | 106.5227 | 124742.3594 | 71517.6914 | 102635.315 | 119829.6782 | 122756.7498
27 | Elektrenai | Pergalės gatve 15 | 403.9 | 2908.08 | 81.6 | Basement | 9 | 29.2 | 1977.62 | N | 405.1 | 182.3 | 403.9 | Flat | N | District heating | Natural gas | 299408.4721 | 102.9574 | 178449.8788 | 120958.5933 | 257897.3832 | 41511.0889 | 280537.0002 | 18871.4719 | 295680.0309 | 3728.4412 | 185069.5953 | 114338.8768 | 63.6398 | 61.81% | 119.2484 | 48.1754 | 16.533 | 7.5161 | 1.485 | 73.7095 | 45.5389 | 4.0657 | 1.6425 | 0.56368 | 0.25626 | 0.050629 | 2.5131 | 1.5526 | 0.22112 | 0.08933 | 0.030657 | 0.013937 | 0.0027535 | 0.13668 | 0.084441 | 128545.3 | 34331.5 | 33420 | 16156 | 212452.8 | 1.48 | 2.0625 | 0.85 | 2.33 | 0.21631 | 0.20657 | 1.1 | 0.40124 | 11793.88 | 9 | 3774.0416 | 29.2 | 9435.104 | 259.813 | 154.8506 | 223.7916 | 243.4372 | 256.5776 | 299408.4721 | 178449.8788 | 257897.3832 | 280537.0002 | 295680.0309
28 | Elektrenai | Pergalės gatve 17 | 361.9 | 1447.6 | 77.4 | Basement | 5 | 17.5 | 1164.8 | N | 189.7 | 104.3 | 361.9 | Flat | N | District heating | Natural gas | 182652.7953 | 126.1763 | 111409.2958 | 71243.4995 | 145458.2841 | 37194.5112 | 175419.2957 | 7233.4996 | 179312.0603 | 3340.735 | 119012.2453 | 63640.55 | 82.2135 | 65.16% | 72.747 | 28.3749 | 14.8138 | 2.881 | 1.3305 | 47.4002 | 25.3468 | 2.4802 | 0.96742 | 0.50506 | 0.098224 | 0.045364 | 1.6161 | 0.86418 | 0.13489 | 0.052614 | 0.027469 | 0.005342 | 0.0024672 | 0.087892 | 0.046999 | 75712 | 30761.5 | 12810 | 14476 | 133759.5 | 1.48 | 1.8878 | 0.85 | 2.33 | 0.21631 | 0.20657 | 1.1 | 0.40124 | 6333.25 | 5 | 2026.64 | 17.5 | 5066.6 | 158.4977 | 96.6759 | 126.222 | 152.2208 | 155.5988 | 182652.7953 | 111409.2958 | 145458.2841 | 175419.2957 | 179312.0603
29 | Elektrenai | Pergalės gatve 19 | 464.9 | 1859.6 | 87 | Basement | 5 | 17.5 | 1278.9 | N | 243.6 | 158.4 | 464.9 | Flat | N | District heating | Natural gas | 216983.0028 | 116.6826 | 138760.723 | 78222.2798 | 169202.5986 | 47780.4042 | 209766.4435 | 7216.5593 | 212691.4645 | 4291.5383 | 137510.7815 | 79472.2212 | 73.9464 | 63.37% | 86.42 | 31.1544 | 19.03 | 2.8742 | 1.7092 | 54.7678 | 31.6522 | 2.9464 | 1.0622 | 0.64881 | 0.097994 | 0.058275 | 1.8673 | 1.0792 | 0.16025 | 0.057768 | 0.035287 | 0.0053295 | 0.0031694 | 0.10155 | 0.058691 | 83128.5 | 39516.5 | 12780 | 18596 | 154021 | 1.48 | 1.7121 | 0.85 | 2.33 | 0.21631 | 0.20657 | 1.1 | 0.40124 | 8135.75 | 5 | 2603.44 | 17.5 | 6508.6 | 188.2879 | 120.4102 | 146.8263 | 182.0257 | 184.5639 | 216983.0028 | 138760.723 | 169202.5986 | 209766.4435 | 212691.4645
30 | Elektrenai | Pergalės gatve 21 | 602.1 | 2408.4 | 98.6 | Ground | 5 | 17.5 | 1380.5 | N | 345 | 310.5 | 602.1 | Flat | N | District heating | Natural gas | 252939.2762 | 105.0238 | 168502.7626 | 84436.5136 | 191058.0516 | 61881.2247 | 250017.0779 | 2922.1983 | 252939.2762 | 0 | 149239.9366 | 103699.3397 | 61.9664 | 59% | 100.7407 | 33.6294 | 24.6461 | 1.1639 | 0 | 59.4393 | 41.3014 | 3.4347 | 1.1466 | 0.84029 | 0.039681 | 0 | 2.0265 | 1.4081 | 0.1868 | 0.062358 | 0.0457 | 0.0021581 | 0 | 0.11022 | 0.076583 | 89732.5 | 51178.5 | 5175 | 0 | 146086 | 1.48 | 1.275 | 0.57 | 2.33 | 0.21631 | 0.20657 | 1.1 | 0.57 | 10536.75 | 5 | 3371.76 | 17.5 | 8429.4 | 219.4891 | 146.219 | 165.7914 | 216.9534 | 219.4891 | 252939.2762 | 168502.7626 | 191058.0516 | 250017.0779 | 252939.2762
31 | Elektrenai | Pergalės gatve 23 | 548.8 | 2195.2 | 93.8 | Ground | 5 | 17.5 | 1329.6 | N | 311.9 | 265.1 | 548.8 | Flat | N | District heating | Natural gas | 236820.3776 | 107.881 | 155497.0973 | 81323.2803 | 180417.0956 | 56403.282 | 232856.3521 | 3964.0255 | 236820.3776 | 0 | 141690.5878 | 95129.7897 | 64.5456 | 59.83% | 94.3208 | 32.3894 | 22.4643 | 1.5788 | 0 | 56.4325 | 37.8883 | 3.2158 | 1.1043 | 0.7659 | 0.053828 | 0 | 1.924 | 1.2918 | 0.1749 | 0.060058 | 0.041655 | 0.0029275 | 0 | 0.10464 | 0.070255 | 86424 | 46648 | 7020 | 0 | 140092 | 1.48 | 1.3626 | 0.57 | 2.33 | 0.21631 | 0.20657 | 1.1 | 0.57 | 9604 | 5 | 3073.28 | 17.5 | 7683.2 | 205.5019 | 134.9333 | 156.5577 | 202.0621 | 205.5019 | 236820.3776 | 155497.0973 | 180417.0956 | 232856.3521 | 236820.3776
32 | Elektrenai | Pergalės gatve 25 | 429.3 | 3090.96 | 88 | Ground | 9 | 29.2 | 2107.1 | N | 462.5 | 323.8 | 429.3 | Flat | N | District heating | Natural gas | 309520.5374 | 100.1373 | 180642.4659 | 128878.0716 | 265398.9468 | 44121.5907 | 297772.4533 | 11748.0842 | 309520.5374 | 0 | 184747.7464 | 124772.791 | 59.7703 | 59.69% | 123.2758 | 51.3296 | 17.5727 | 4.679 | 0 | 73.5813 | 49.6945 | 4.203 | 1.75 | 0.59913 | 0.15953 | 0 | 2.5087 | 1.6943 | 0.22859 | 0.095178 | 0.032584 | 0.0086761 | 0 | 0.13644 | 0.092146 | 136961.5 | 36490.5 | 20805 | 0 | 194257 | 1.48 | 1.6248 | 0.57 | 2.33 | 0.21631 | 0.20657 | 1.1 | 0.57 | 12535.56 | 9 | 4011.3792 | 29.2 | 10028.448 | 268.5878 | 156.7533 | 230.3011 | 258.3933 | 268.5878 | 309520.5374 | 180642.4659 | 265398.9468 | 297772.4533 | 309520.5374
33 | Elektrenai | Pergalės gatve 27 | 385 | 2772 | 86.8 | Basement | 9 | 29.2 | 2078.26 | N | 456.3 | 296.6 | 385 | Flat | N | District heating | Natural gas | 298509.7261 | 107.6875 | 171395.6162 | 127114.1099 | 258941.0972 | 39568.629 | 284982.9125 | 13526.8136 | 294955.7527 | 3553.9734 | 183763.5259 | 114746.2002 | 66.2928 | 61.56% | 118.8905 | 50.627 | 15.7594 | 5.3875 | 1.4155 | 73.1893 | 45.7011 | 4.0535 | 1.7261 | 0.5373 | 0.18368 | 0.048259 | 2.4953 | 1.5581 | 0.22045 | 0.093876 | 0.029222 | 0.0099897 | 0.0026247 | 0.13571 | 0.084742 | 135086.9 | 32725 | 23955 | 15400 | 207166.9 | 1.48 | 1.7125 | 0.85 | 2.33 | 0.21631 | 0.20657 | 1.1 | 0.40124 | 11242 | 9 | 3597.44 | 29.2 | 8993.6 | 259.0331 | 148.7293 | 224.6972 | 247.2951 | 255.9491 | 298509.7261 | 171395.6162 | 258941.0972 | 284982.9125 | 294955.7527
34 | Elektrenai | Pergalės gatve 33 | 411.8 | 1647.2 | 85.8 | Basement | 5 | 17.5 | 1246.2 | N | 255.3 | 76.6 | 411.8 | Flat | N | District heating | Natural gas | 211169.0321 | 128.1988 | 134946.8059 | 76222.2262 | 168846.0155 | 42323.0166 | 196032.8919 | 15136.1402 | 207367.6652 | 3801.3669 | 137482.7499 | 73686.2822 | 83.4645 | 65.11% | 84.1044 | 30.3578 | 16.8564 | 6.0284 | 1.514 | 54.7566 | 29.3478 | 2.8675 | 1.035 | 0.5747 | 0.20553 | 0.051619 | 1.8669 | 1.0006 | 0.15595 | 0.056291 | 0.031256 | 0.011178 | 0.0028074 | 0.10153 | 0.054418 | 81003 | 35003 | 26805 | 16472 | 159283 | 1.48 | 2.3249 | 0.85 | 2.33 | 0.21631 | 0.20657 | 1.1 | 0.40124 | 7206.5 | 5 | 2306.08 | 17.5 | 5765.2 | 183.2428 | 117.1007 | 146.5168 | 170.1084 | 179.9442 | 211169.0321 | 134946.8059 | 168846.0155 | 196032.8919 | 207367.6652
35 | Elektrenai | Pergalės gatve 35 | 233.2 | 932.8 | 81.4 | Basement | 5 | 17.5 | 1182.3 | N | 242.2 | 108.9 | 233.2 | Flat | N | District heating | Natural gas | 161639.8844 | 173.2846 | 89326.0199 | 72313.8646 | 137672.6006 | 23967.2838 | 150349.1878 | 11290.6966 | 159487.192 | 2152.6925 | 109724.5375 | 51915.347 | 117.6292 | 67.88% | 64.3779 | 28.8012 | 9.5457 | 4.4969 | 0.85737 | 43.7011 | 20.6768 | 2.1949 | 0.98195 | 0.32545 | 0.15332 | 0.029231 | 1.49 | 0.70496 | 0.11937 | 0.053405 | 0.0177 | 0.0083383 | 0.0015898 | 0.081033 | 0.03834 | 76849.5 | 19822 | 19995 | 9328 | 125994.5 | 1.48 | 2.0632 | 0.85 | 2.33 | 0.21631 | 0.20657 | 1.1 | 0.40124 | 4081 | 5 | 1305.92 | 17.5 | 3264.8 | 140.2637 | 77.513 | 119.466 | 130.4661 | 138.3957 | 161639.8844 | 89326.0199 | 137672.6006 | 150349.1878 | 159487.192
36 | Elektrenai | Pergalės gatve 37 | 103.8 | 415.2 | 39.8 | Basement | 5 | 17.5 | 578.1 | N | 118.4 | 71.1 | 103.8 | Flat | N | District heating | Natural gas | 75206.361 | 181.1329 | 39847.6152 | 35358.7457 | 64538.2475 | 10668.1135 | 71199.9847 | 4006.3762 | 74248.1728 | 958.1882 | 50991.4236 | 24214.9374 | 122.8117 | 67.8% | 29.9532 | 14.0827 | 4.2489 | 1.5957 | 0.38163 | 20.3089 | 9.6443 | 1.0212 | 0.48014 | 0.14486 | 0.054403 | 0.013011 | 0.69241 | 0.32882 | 0.055541 | 0.026113 | 0.0078786 | 0.0029588 | 0.00070764 | 0.037658 | 0.017883 | 37576.5 | 8823 | 7095 | 4152 | 57646.5 | 1.48 | 1.7991 | 0.85 | 2.33 | 0.21631 | 0.20657 | 1.1 | 0.40124 | 1816.5 | 5 | 581.28 | 17.5 | 1453.2 | 65.2606 | 34.5779 | 56.0033 | 61.7841 | 64.4292 | 75206.361 | 39847.6152 | 64538.2475 | 71199.9847 | 74248.1728
37 | Elektrenai | Pergalės gatve 39 | 376.7 | 1506.8 | 82 | Basement | 5 | 17.5 | 1191.1 | N | 243.9 | 182.9 | 376.7 | Flat | N | District heating | Natural gas | 188704.2424 | 125.2351 | 115852.1372 | 72852.1053 | 149988.6515 | 38715.591 | 183537.457 | 5166.7854 | 185226.8872 | 3477.3553 | 120211.837 | 68492.4055 | 79.7796 | 63.7% | 75.1571 | 29.0155 | 15.4196 | 2.0578 | 1.385 | 47.878 | 27.2792 | 2.5624 | 0.98926 | 0.52572 | 0.07016 | 0.047219 | 1.6324 | 0.93006 | 0.13936 | 0.053802 | 0.028592 | 0.0038157 | 0.0025681 | 0.088778 | 0.050583 | 77421.5 | 32019.5 | 9150 | 15068 | 133659 | 1.48 | 1.5377 | 0.85 | 2.33 | 0.21631 | 0.20657 | 1.1 | 0.40124 | 6592.25 | 5 | 2109.52 | 17.5 | 5273.8 | 163.7489 | 100.5312 | 130.1533 | 159.2654 | 160.7314 | 188704.2424 | 115852.1372 | 149988.6515 | 183537.457 | 185226.8872
38 | Elektrenai | Pergalės gatve 41 | 423.3 | 3047.76 | 85.6 | Basement | 9 | 29.2 | 2149.62 | N | 349.9 | 299.9 | 423.3 | Flat | N | District heating | Natural gas | 299788.4821 | 98.3635 | 168309.7292 | 131478.7529 | 256283.5454 | 43504.9367 | 295553.4121 | 4235.07 | 295880.9576 | 3907.5245 | 183126.2841 | 116662.198 | 60.0855 | 61.09% | 119.3998 | 52.3654 | 17.3271 | 1.6867 | 1.5563 | 72.9355 | 46.4642 | 4.0708 | 1.7854 | 0.59075 | 0.057508 | 0.05306 | 2.4867 | 1.5842 | 0.2214 | 0.097099 | 0.032129 | 0.0031277 | 0.0028858 | 0.13524 | 0.086157 | 139725.3 | 35980.5 | 7500 | 16932 | 200137.8 | 1.48 | 1.3501 | 0.85 | 2.33 | 0.21631 | 0.20657 | 1.1 | 0.40124 | 12360.36 | 9 | 3955.3152 | 29.2 | 9888.288 | 260.1427 | 146.0515 | 222.3911 | 256.4677 | 256.752 | 299788.4821 | 168309.7292 | 256283.5454 | 295553.4121 | 295880.9576
39 | Elektrenai | Pergalės gatve 43 | 468.9 | 3376.08 | 87.2 | Basement | 9 | 29.2 | 2087.84 | N | 458.4 | 275.1 | 468.9 | Flat | N | District heating | Natural gas | 325674.0624 | 96.4651 | 197974.0041 | 127700.0583 | 277482.5556 | 48191.5068 | 310148.2958 | 15525.7666 | 321345.5998 | 4328.4627 | 195745.7944 | 129928.268 | 57.9802 | 60.1% | 129.7095 | 50.8604 | 19.1937 | 6.1836 | 1.7239 | 77.9616 | 51.7478 | 4.4223 | 1.734 | 0.65439 | 0.21082 | 0.058776 | 2.658 | 1.7643 | 0.24051 | 0.094308 | 0.03559 | 0.011466 | 0.0031966 | 0.14456 | 0.095954 | 135709.6 | 39856.5 | 27495 | 18756 | 221817.1 | 1.48 | 1.7998 | 0.85 | 2.33 | 0.21631 | 0.20657 | 1.1 | 0.40124 | 13691.88 | 9 | 4381.4016 | 29.2 | 10953.504 | 282.6051 | 171.7928 | 240.7867 | 269.1325 | 278.849 | 325674.0624 | 197974.0041 | 277482.5556 | 310148.2958 | 321345.5998
40 | Elektrenai | Pergalės gatve 45 | 357.3 | 2572.56 | 79.2 | Basement | 9 | 29.2 | 1942.54 | N | 370.1 | 203.5 | 357.3 | Flat | N | District heating | Natural gas | 276737.7512 | 107.5729 | 157924.7811 | 118812.97 | 240016.008 | 36721.7432 | 262626.4979 | 14111.2532 | 273439.4792 | 3298.272 | 172944.2384 | 103793.5128 | 67.2265 | 62.49% | 110.2191 | 47.3208 | 14.6255 | 5.6202 | 1.3136 | 68.8802 | 41.3389 | 3.7578 | 1.6134 | 0.49865 | 0.19162 | 0.044787 | 2.3484 | 1.4094 | 0.20437 | 0.087745 | 0.02712 | 0.010421 | 0.0024358 | 0.12772 | 0.076653 | 126265.1 | 30370.5 | 24990 | 14292 | 195917.6 | 1.48 | 1.8878 | 0.85 | 2.33 | 0.21631 | 0.20657 | 1.1 | 0.40124 | 10433.16 | 9 | 3338.6112 | 29.2 | 8346.528 | 240.1404 | 137.0399 | 208.2749 | 227.8953 | 237.2783 | 276737.7512 | 157924.7811 | 240016.008 | 262626.4979 | 273439.4792
41 | Elektrenai | Pergalės gatve 47 | 270.8 | 1949.76 | 66 | Basement | 9 | 29.2 | 1599.6 | N | 327.6 | 212.9 | 270.8 | Flat | N | District heating | Natural gas | 220390.6695 | 113.0348 | 122553.1852 | 97837.4843 | 192559.0209 | 27831.6486 | 210675.419 | 9715.2506 | 217890.8877 | 2499.7818 | 137884.1654 | 82506.5042 | 70.7185 | 62.56% | 87.7772 | 38.9667 | 11.0848 | 3.8694 | 0.99561 | 54.9165 | 32.8607 | 2.9927 | 1.3285 | 0.37793 | 0.13192 | 0.033945 | 1.8723 | 1.1204 | 0.16276 | 0.072254 | 0.020554 | 0.0071749 | 0.0018461 | 0.10183 | 0.060932 | 103974 | 23018 | 17205 | 10832 | 155029 | 1.48 | 1.7127 | 0.85 | 2.33 | 0.21631 | 0.20657 | 1.1 | 0.40124 | 7907.36 | 9 | 2530.3552 | 29.2 | 6325.888 | 191.2449 | 106.346 | 167.0939 | 182.8145 | 189.0757 | 220390.6695 | 122553.1852 | 192559.0209 | 210675.419 | 217890.8877
42 | Elektrenai | Pergalės gatve 49 | 163.7 | 1178.64 | 52 | Basement | 9 | 29.2 | 1275.5 | N | 242.9 | 211.3 | 163.7 | Flat | N | District heating | Natural gas | 154520.7878 | 131.1009 | 76506.4647 | 78014.3231 | 137696.4123 | 16824.3755 | 151844.2236 | 2676.5642 | 153009.6568 | 1511.131 | 99026.3939 | 55494.3939 | 84.0175 | 64.09% | 61.5425 | 31.0715 | 6.7008 | 1.066 | 0.60185 | 39.4402 | 22.1023 | 2.0982 | 1.0594 | 0.22846 | 0.036345 | 0.02052 | 1.3447 | 0.75356 | 0.11412 | 0.057615 | 0.012425 | 0.0019767 | 0.001116 | 0.073132 | 0.040983 | 82907.5 | 13914.5 | 4740 | 6548 | 108110 | 1.48 | 1.3277 | 0.85 | 2.33 | 0.21631 | 0.20657 | 1.1 | 0.40124 | 4780.04 | 9 | 1529.6128 | 29.2 | 3824.032 | 134.0861 | 66.3888 | 119.4866 | 131.7635 | 132.7748 | 154520.7878 | 76506.4647 | 137696.4123 | 151844.2236 | 153009.6568
43 | Elektrenai | Pergalės gatve 51 | 258.7 | 1034.8 | 64.4 | Basement | 5 | 17.5 | 957.9 | N | 169.1 | 126.8 | 258.7 | Flat | N | District heating | Natural gas | 139735.1283 | 135.0359 | 81146.4022 | 58588.7261 | 113147.0652 | 26588.0631 | 136152.2591 | 3582.8692 | 137347.0428 | 2388.0855 | 91147.744 | 48587.3843 | 88.0825 | 65.23% | 55.6537 | 23.3347 | 10.5895 | 1.427 | 0.95113 | 36.3023 | 19.3514 | 1.8975 | 0.79558 | 0.36104 | 0.048652 | 0.032428 | 1.2377 | 0.65977 | 0.1032 | 0.043269 | 0.019636 | 0.002646 | 0.0017636 | 0.067314 | 0.035882 | 62263.5 | 21989.5 | 6345 | 10348 | 100946 | 1.48 | 1.5378 | 0.85 | 2.33 | 0.21631 | 0.20657 | 1.1 | 0.40124 | 4527.25 | 5 | 1448.72 | 17.5 | 3621.8 | 121.2558 | 70.4151 | 98.1838 | 118.1467 | 119.1835 | 139735.1283 | 81146.4022 | 113147.0652 | 136152.2591 | 137347.0428
44 | Elektrenai | Pergalės gatve 53 | 182.9 | 731.6 | 54.6 | Basement | 5 | 17.5 | 802.6 | N | 152.9 | 107.1 | 182.9 | Flat | N | District heating | Natural gas | 110894.4267 | 151.5779 | 61804.4261 | 49090.0006 | 92096.7585 | 18797.6681 | 107015.1025 | 3879.3241 | 109206.0585 | 1688.3682 | 73455.361 | 37439.0657 | 100.4037 | 66.24% | 44.167 | 19.5516 | 7.4867 | 1.5451 | 0.67244 | 29.2558 | 14.9112 | 1.5058 | 0.66659 | 0.25525 | 0.052677 | 0.022926 | 0.99745 | 0.50839 | 0.081897 | 0.036254 | 0.013882 | 0.0028649 | 0.0012469 | 0.054248 | 0.027649 | 52169 | 15546.5 | 6870 | 7316 | 81901.5 | 1.48 | 1.6242 | 0.85 | 2.33 | 0.21631 | 0.20657 | 1.1 | 0.40124 | 3200.75 | 5 | 1024.24 | 17.5 | 2560.6 | 96.2291 | 53.6311 | 79.9174 | 92.8628 | 94.764 | 110894.4267 | 61804.4261 | 92096.7585 | 107015.1025 | 109206.0585
45 | Elektrenai | Pergalės gatve 55 | 441.8 | 1767.2 | 84.6 | Basement | 5 | 17.5 | 1228.8 | N | 251.7 | 201.4 | 441.8 | Flat | N | District heating | Natural gas | 205642.895 | 116.3665 | 130484.9175 | 75157.9775 | 160236.6085 | 45406.2864 | 201382.4145 | 4260.4804 | 201564.5951 | 4078.2999 | 128903.0442 | 76739.8508 | 72.942 | 62.68% | 81.9035 | 29.9339 | 18.0844 | 1.6969 | 1.6243 | 51.3395 | 30.5639 | 2.7924 | 1.0206 | 0.61657 | 0.057853 | 0.055379 | 1.7504 | 1.0421 | 0.15187 | 0.055505 | 0.033533 | 0.0031464 | 0.0030119 | 0.095197 | 0.056673 | 79872 | 37553 | 7545 | 17672 | 142642 | 1.48 | 1.4497 | 0.85 | 2.33 | 0.21631 | 0.20657 | 1.1 | 0.40124 | 7731.5 | 5 | 2474.08 | 17.5 | 6185.2 | 178.4475 | 113.2288 | 139.046 | 174.7504 | 174.9085 | 205642.895 | 130484.9175 | 160236.6085 | 201382.4145 | 201564.5951
46 | Elektrenai | Pergalės gatve 57 | 450.3 | 1801.2 | 88.6 | Basement | 5 | 17.5 | 1287 | N | 263.5 | 171.2 | 450.3 | Flat | N | District heating | Natural gas | 215920.8028 | 119.8761 | 137203.0969 | 78717.7059 | 169640.9233 | 46279.8795 | 208102.8636 | 7817.9392 | 211764.0386 | 4156.7642 | 136972.2889 | 78948.5139 | 76.045 | 63.44% | 85.9969 | 31.3517 | 18.4324 | 3.1137 | 1.6556 | 54.5533 | 31.4436 | 2.932 | 1.0689 | 0.62844 | 0.10616 | 0.056445 | 1.8599 | 1.072 | 0.15946 | 0.058134 | 0.034178 | 0.0057737 | 0.0030698 | 0.10116 | 0.058305 | 83655 | 38275.5 | 13845 | 18012 | 153787.5 | 1.48 | 1.713 | 0.85 | 2.33 | 0.21631 | 0.20657 | 1.1 | 0.40124 | 7880.25 | 5 | 2521.68 | 17.5 | 6304.2 | 187.3662 | 119.0586 | 147.2066 | 180.5821 | 183.7591 | 215920.8028 | 137203.0969 | 169640.9233 | 208102.8636 | 211764.0386
47 | Elektrenai | Rungos gatve 2 | 550.6 | 3964.32 | 104 | Basement | 9 | 29.2 | 2490.2 | Y | 546.6 | 546.6 | 550.6 | Flat | Y | District heating | Natural gas | 162648.9128 | 41.0282 | 162648.9128 | 0 | 159957.5187 | 2691.3941 | 162648.9128 | 0 | 157566.2693 | 5082.6435 | 7774.0376 | 154874.8752 | 1.961 | 4.78% | 64.7798 | 0 | 1.0719 | 0 | 2.0243 | 3.0962 | 61.6836 | 2.2086 | 0 | 0.036546 | 0 | 0.069017 | 0.10556 | 2.103 | 0.12012 | 0 | 0.0019876 | 0 | 0.0037536 | 0.0057412 | 0.11438 | 0 | 46801 | 0,00 | 22024 | 68825 | 0.25 | 1.1 | 0.85 | 0.21 | 0.25 | 0.10901 | 1.1 | 0.40124 | 16077.52 | 9 | 5144.8064 | 29.2 | 12862.016 | 141.1393 | 141.1393 | 138.8038 | 141.1393 | 136.7288 | 162648.9128 | 162648.9128 | 159957.5187 | 162648.9128 | 157566.2693
48 | Elektrenai | Rungos gatve 3 | 813.6 | 2603.52 | 143 | Basement | 4 | 14.5 | 1700.1 | N | 373.4 | 365.2 | 813.6 | Flat | N | District heating | Natural gas | 313049.3563 | 120.2408 | 209064.9182 | 103984.4381 | 229431.0796 | 83618.2767 | 312354.8048 | 694.5515 | 305538.9335 | 7510.4228 | 195807.689 | 117241.6673 | 75.2088 | 62.55% | 124.6813 | 41.4149 | 33.3035 | 0.27663 | 2.9913 | 77.9863 | 46.695 | 4.2509 | 1.412 | 1.1355 | 0.0094313 | 0.10198 | 2.6589 | 1.592 | 0.23119 | 0.076794 | 0.061753 | 0.00051294 | 0.0055466 | 0.14461 | 0.086585 | 110506.5 | 69156 | 1230 | 32544 | 213436.5 | 1.48 | 1.1384 | 0.85 | 2.33 | 0.21631 | 0.20657 | 1.1 | 0.40124 | 11797.2 | 4 | 3775.104 | 14.5 | 9437.76 | 271.6499 | 181.417 | 199.0898 | 271.0472 | 265.1327 | 313049.3563 | 209064.9182 | 229431.0796 | 312354.8048 | 305538.9335
49 | Elektrenai | Rungos gatve 22 | 841.7 | 1346.72 | 139.6 | Ground | 2 | 8.5 | 984.9 | N | 201.7 | 201.7 | 841.7 | Flat | N | District heating | Natural gas | 223363.9133 | 165.8577 | 163123.7669 | 60240.1465 | 136857.6406 | 86506.2727 | 223363.9133 | 0 | 223363.9133 | 0 | 146746.4192 | 76617.4941 | 108.9658 | 65.7% | 88.9614 | 23.9924 | 34.4537 | 0 | 0 | 58.4462 | 30.5152 | 3.0331 | 0.818 | 1.1747 | 0 | 0 | 1.9927 | 1.0404 | 0.16496 | 0.044488 | 0.063886 | 0 | 0 | 0.10837 | 0.056583 | 64018.5 | 71544.5 | 0,00 | 0 | 135563 | 1.48 | 1.1 | 0.57 | 2.33 | 0.21631 | 0.20657 | 1.1 | 0.57 | 7154.45 | 2 | 2289.424 | 8.5 | 5437.382 | 193.825 | 141.5513 | 118.7588 | 193.825 | 193.825 | 223363.9133 | 163123.7669 | 136857.6406 | 223363.9133 | 223363.9133
50 | Elektrenai | Saulės gatve 1 | 467.1 | 3363.12 | 96.2 | Basement | 9 | 29.2 | 2387.54 | N | 421.5 | 273.9 | 467.1 | Flat | N | District heating | Natural gas | 341631.3198 | 101.5817 | 195600.495 | 146030.8248 | 293624.8092 | 48006.5106 | 329129.3931 | 12501.9266 | 337319.4731 | 4311.8467 | 210851.1088 | 130780.211 | 62.6951 | 61.72% | 136.0649 | 58.1612 | 19.12 | 4.9793 | 1.7173 | 83.9778 | 52.0871 | 4.639 | 1.983 | 0.65188 | 0.16976 | 0.058551 | 2.8632 | 1.7759 | 0.2523 | 0.10785 | 0.035453 | 0.0092329 | 0.0031844 | 0.15572 | 0.096583 | 155190.1 | 39703.5 | 22140 | 18684 | 235717.6 | 1.48 | 1.7128 | 0.85 | 2.33 | 0.21631 | 0.20657 | 1.1 | 0.40124 | 13639.32 | 9 | 4364.5824 | 29.2 | 10911.456 | 296.452 | 169.7332 | 254.7942 | 285.6034 | 292.7104 | 341631.3198 | 195600.495 | 293624.8092 | 329129.3931 | 337319.4731
51 | Elektrenai | Saulės gatve 3 | 250.9 | 1003.6 | 63.8 | Ground | 5 | 17.5 | 926.7 | Y | 189.8 | 189.8 | 250.9 | Flat | Y | District heating | Natural gas | 50895.5156 | 50.7129 | 50895.5156 | 0 | 49669.0884 | 1226.4271 | 50895.5156 | 0 | 50895.5156 | 0 | 1226.4271 | 49669.0884 | 1.222 | 2.41% | 20.2707 | 0 | 0.48846 | 0 | 0 | 0.48846 | 19.7822 | 0.69111 | 0 | 0.016654 | 0 | 0 | 0.016654 | 0.67446 | 0.037587 | 0 | 0.00090573 | 0 | 0 | 0.00090573 | 0.036681 | 0 | 21326.5 | 0,00 | 0 | 21326.5 | 0.25 | 1.1 | 0.57 | 0.21 | 0.25 | 0.10901 | 1.1 | 0.57 | 4390.75 | 5 | 1405.04 | 17.5 | 3512.6 | 44.1648 | 44.1648 | 43.1006 | 44.1648 | 44.1648 | 50895.5156 | 50895.5156 | 49669.0884 | 50895.5156 | 50895.5156
52 | Elektrenai | Saulės gatve 4 | 313.2 | 1252.8 | 72 | Ground | 5 | 17.5 | 1033.2 | Y | 226.8 | 226.8 | 313.2 | Flat | Y | District heating | Natural gas | 61498.284 | 49.0887 | 61498.284 | 0 | 59967.3275 | 1530.9565 | 61498.284 | 0 | 61498.284 | 0 | 1530.9565 | 59967.3275 | 1.222 | 2.489% | 24.4935 | 0 | 0.60975 | 0 | 0 | 0.60975 | 23.8838 | 0.83509 | 0 | 0.020789 | 0 | 0 | 0.020789 | 0.8143 | 0.045417 | 0 | 0.0011306 | 0 | 0 | 0.0011306 | 0.044287 | 0 | 26622 | 0,00 | 0 | 26622 | 0.25 | 1.1 | 0.57 | 0.21 | 0.25 | 0.10901 | 1.1 | 0.57 | 5481 | 5 | 1753.92 | 17.5 | 4384.8 | 53.3654 | 53.3654 | 52.0369 | 53.3654 | 53.3654 | 61498.284 | 61498.284 | 59967.3275 | 61498.284 | 61498.284
53 | Elektrenai | Saulės gatve 5 | 243.3 | 973.2 | 62.8 | Ground | 5 | 17.5 | 912.1 | Y | 186.9 | 186.9 | 243.3 | Flat | Y | District heating | Natural gas | 49668.5343 | 51.0363 | 49668.5343 | 0 | 48479.2568 | 1189.2775 | 49668.5343 | 0 | 49668.5343 | 0 | 1189.2775 | 48479.2568 | 1.222 | 2.394% | 19.782 | 0 | 0.47367 | 0 | 0 | 0.47367 | 19.3083 | 0.67445 | 0 | 0.016149 | 0 | 0 | 0.016149 | 0.6583 | 0.036681 | 0 | 0.0008783 | 0 | 0 | 0.0008783 | 0.035803 | 0 | 20680.5 | 0,00 | 0 | 20680.5 | 0.25 | 1.1 | 0.57 | 0.21 | 0.25 | 0.10901 | 1.1 | 0.57 | 4257.75 | 5 | 1362.48 | 17.5 | 3406.2 | 43.1001 | 43.1001 | 42.0681 | 43.1001 | 43.1001 | 49668.5343 | 49668.5343 | 48479.2568 | 49668.5343 | 49668.5343
54 | Elektrenai | Saulės gatve 6 | 308.6 | 1234.4 | 71 | Basement | 5 | 17.5 | 1031.2 | Y | 211.3 | 211.3 | 308.6 | Flat | Y | District heating | Natural gas | 61884.0246 | 50.1329 | 61884.0246 | 0 | 60375.5535 | 1508.4712 | 61884.0246 | 0 | 59035.3072 | 2848.7174 | 4357.1885 | 57526.8361 | 3.5298 | 7.041% | 24.6472 | 0 | 0.60079 | 0 | 1.1346 | 1.7354 | 22.9118 | 0.84032 | 0 | 0.020484 | 0 | 0.038683 | 0.059166 | 0.78116 | 0.045702 | 0 | 0.001114 | 0 | 0.0021038 | 0.0032178 | 0.042484 | 0 | 26231 | 0,00 | 12344 | 38575 | 0.25 | 1.1 | 0.85 | 0.21 | 0.25 | 0.10901 | 1.1 | 0.40124 | 5400.5 | 5 | 1728.16 | 17.5 | 4320.4 | 53.7001 | 53.7001 | 52.3911 | 53.7001 | 51.2281 | 61884.0246 | 61884.0246 | 60375.5535 | 61884.0246 | 59035.3072
55 | Elektrenai | Saulės gatve 7 | 450.3 | 3242.16 | 88.6 | Basement | 9 | 29.2 | 2173.22 | N | 413.9 | 227.6 | 450.3 | Flat | N | District heating | Natural gas | 324272.9343 | 100.0176 | 191350.7177 | 132922.2166 | 277993.0548 | 46279.8795 | 308493.0635 | 15779.8708 | 320116.1701 | 4156.7642 | 199138.7312 | 125134.2031 | 61.4216 | 61.41% | 129.1514 | 52.9403 | 18.4324 | 6.2848 | 1.6556 | 79.313 | 49.8385 | 4.4033 | 1.805 | 0.62844 | 0.21428 | 0.056445 | 2.7041 | 1.6992 | 0.23948 | 0.098165 | 0.034178 | 0.011654 | 0.0030698 | 0.14707 | 0.092413 | 141259.3 | 38275.5 | 27945 | 18012 | 225491.8 | 1.48 | 1.8877 | 0.85 | 2.33 | 0.21631 | 0.20657 | 1.1 | 0.40124 | 13148.76 | 9 | 4207.6032 | 29.2 | 10519.008 | 281.3892 | 166.0454 | 241.2297 | 267.6962 | 277.7822 | 324272.9343 | 191350.7177 | 277993.0548 | 308493.0635 | 320116.1701
56 | Elektrenai | Saulės gatve 8 | 294.7 | 1178.8 | 71.8 | Basement | 5 | 17.5 | 850.3 | Y | 406.2 | 182.8 | 294.7 | Flat | Y | District heating | Natural gas | 87275.3888 | 74.0375 | 87275.3888 | 0 | 85834.8624 | 1440.5264 | 68353.0961 | 18922.2928 | 84554.9837 | 2720.4051 | 23083.2243 | 64192.1646 | 19.582 | 26.45% | 34.76 | 0 | 0.57373 | 7.5364 | 1.0835 | 9.1936 | 25.5665 | 1.1851 | 0 | 0.019561 | 0.25695 | 0.03694 | 0.31345 | 0.87167 | 0.064454 | 0 | 0.0010638 | 0.013974 | 0.0020091 | 0.017047 | 0.047407 | 0 | 25049.5 | 33510 | 11788 | 70347.5 | 0.25 | 2.0625 | 0.85 | 0.21 | 0.25 | 0.10901 | 1.1 | 0.40124 | 5157.25 | 5 | 1650.32 | 17.5 | 4125.8 | 75.7336 | 75.7336 | 74.4836 | 59.3137 | 73.3729 | 87275.3888 | 87275.3888 | 85834.8624 | 68353.0961 | 84554.9837
57 | Elektrenai | Saulės gatve 9 | 414.2 | 1656.8 | 87.4 | Basement | 5 | 17.5 | 1284.9 | N | 244.6 | 146.7 | 414.2 | Flat | N | District heating | Natural gas | 207070.6944 | 124.9823 | 128481.4323 | 78589.2621 | 164501.0161 | 42569.6782 | 198778.4273 | 8292.2671 | 203247.1728 | 3823.5215 | 133274.7289 | 73795.9655 | 80.441 | 64.36% | 82.4721 | 31.3005 | 16.9547 | 3.3026 | 1.5228 | 53.0807 | 29.3915 | 2.8118 | 1.0672 | 0.57805 | 0.1126 | 0.05192 | 1.8097 | 1.0021 | 0.15292 | 0.058039 | 0.031438 | 0.006124 | 0.0028237 | 0.098425 | 0.054499 | 83518.5 | 35207 | 14685 | 16568 | 149978.5 | 1.48 | 1.8004 | 0.85 | 2.33 | 0.21631 | 0.20657 | 1.1 | 0.40124 | 7248.5 | 5 | 2319.52 | 17.5 | 5798.8 | 179.6865 | 111.4903 | 142.7465 | 172.4908 | 176.3686 | 207070.6944 | 128481.4323 | 164501.0161 | 198778.4273 | 203247.1728
58 | Elektrenai | Saulės gatve 10 | 902.8 | 3611.2 | 154.2 | Basement | 5 | 17.5 | 2158.9 | N | 539.6 | 350.7 | 902.8 | Flat | N | District heating | Natural gas | 403639.48 | 111.7743 | 271593.1278 | 132046.3522 | 310853.6144 | 92785.8655 | 387639.3855 | 16000.0945 | 395305.6431 | 8333.8369 | 249166.149 | 154473.3309 | 68.9982 | 61.73% | 160.7615 | 52.5914 | 36.9548 | 6.3725 | 3.3192 | 99.2379 | 61.5236 | 5.481 | 1.7931 | 1.2599 | 0.21727 | 0.11317 | 3.3834 | 2.0976 | 0.29809 | 0.097518 | 0.068524 | 0.011816 | 0.0061547 | 0.18401 | 0.11408 | 140328.5 | 76738 | 28335 | 36112 | 281513.5 | 1.48 | 1.7126 | 0.85 | 2.33 | 0.21631 | 0.20657 | 1.1 | 0.40124 | 15799 | 5 | 5055.68 | 17.5 | 12639.2 | 350.2599 | 235.6761 | 269.7445 | 336.3757 | 343.0282 | 403639.48 | 271593.1278 | 310853.6144 | 387639.3855 | 395305.6431
59 | Elektrenai | Saulės gatve 11 | 254.6 | 1018.4 | 64 | Ground | 5 | 17.5 | 859.9 | N | 260.1 | 195 | 254.6 | Flat | N | District heating | Natural gas | 137097.1302 | 134.6201 | 84502.4486 | 52594.6817 | 110930.4473 | 26166.6829 | 131583.0691 | 5514.0611 | 137097.1302 | 0 | 84275.4257 | 52821.7045 | 82.7528 | 61.47% | 54.603 | 20.9474 | 10.4217 | 2.1961 | 0 | 33.5652 | 21.0378 | 1.8616 | 0.71418 | 0.35532 | 0.074876 | 0 | 1.1444 | 0.71727 | 0.10125 | 0.038842 | 0.019324 | 0.0040722 | 0 | 0.062239 | 0.03901 | 55893.5 | 21641 | 9765 | 0 | 87299.5 | 1.48 | 1.538 | 0.57 | 2.33 | 0.21631 | 0.20657 | 1.1 | 0.57 | 4455.5 | 5 | 1425.76 | 17.5 | 3564.4 | 118.9666 | 73.3274 | 96.2604 | 114.1818 | 118.9666 | 137097.1302 | 84502.4486 | 110930.4473 | 131583.0691 | 137097.1302
60 | Elektrenai | Saulės gatve 12 | 308.1 | 1232.4 | 71 | Basement | 5 | 17.5 | 756.9 | N | 485.6 | 208.8 | 308.1 | Flat | N | District heating | Natural gas | 173227.0017 | 140.5607 | 126932.183 | 46294.8186 | 141561.8209 | 31665.1807 | 149781.6541 | 23445.3475 | 170382.8998 | 2844.1018 | 104249.4487 | 68977.5529 | 84.5906 | 60.18% | 68.9929 | 18.4383 | 12.6116 | 9.3378 | 1.1327 | 41.5205 | 27.4724 | 2.3523 | 0.62864 | 0.42998 | 0.31836 | 0.03862 | 1.4156 | 0.93665 | 0.12793 | 0.034189 | 0.023385 | 0.017315 | 0.0021004 | 0.07699 | 0.050941 | 49198.5 | 26188.5 | 41520 | 12324 | 129231 | 1.48 | 2.0975 | 0.85 | 2.33 | 0.21631 | 0.20657 | 1.1 | 0.40124 | 5391.75 | 5 | 1725.36 | 17.5 | 4313.4 | 150.3185 | 110.1459 | 122.8409 | 129.9737 | 147.8505 | 173227.0017 | 126932.183 | 141561.8209 | 149781.6541 | 170382.8998
61 | Elektrenai | Saulės gatve 13 | 283.25 | 2039.4 | 95.2 | Ground | 9 | 29.2 | 2600.64 | Y | 179.2 | 0 | 583.5 | Sloped | Y | District heating | Natural gas | 110808.8389 | 54.334 | 110808.8389 | 0 | 108195.9725 | 2612.8664 | 95630.348 | 15178.4909 | 110808.8389 | 0 | 17791.3573 | 93017.4816 | 8.7238 | 16.06% | 44.1329 | 0 | 1.0407 | 6.0453 | 0 | 7.0859 | 37.047 | 1.5047 | 0 | 0.03548 | 0.20611 | 0 | 0.24159 | 1.2631 | 0.081834 | 0 | 0.0019296 | 0.01121 | 0 | 0.013139 | 0.068695 | 0 | 28008 | 26880 | 0 | 54888 | 0.25 | 2.85 | 0.57 | 0.21 | 0.25 | 0.11748 | 1.1 | 0.57 | 8270.9 | 9 | 2646.688 | 29.2 | 6616.72 | 96.1548 | 96.1548 | 93.8875 | 82.9836 | 96.1548 | 110808.8389 | 110808.8389 | 108195.9725 | 95630.348 | 110808.8389
62 | Elektrenai | Saulės gatve 14 | 305.5 | 1222 | 77.2 | Basement | 5 | 17.5 | 1152.2 | Y | 198.8 | 198.8 | 305.5 | Flat | Y | District heating | Natural gas | 62299.3418 | 50.9815 | 62299.3418 | 0 | 60806.0238 | 1493.318 | 62299.3418 | 0 | 59479.2408 | 2820.101 | 4313.419 | 57985.9228 | 3.5298 | 6.924% | 24.8126 | 0 | 0.59476 | 0 | 1.1232 | 1.7179 | 23.0946 | 0.84596 | 0 | 0.020278 | 0 | 0.038294 | 0.058572 | 0.78739 | 0.046009 | 0 | 0.0011028 | 0 | 0.0020827 | 0.0031855 | 0.042823 | 0 | 25967.5 | 0,00 | 12220 | 38187.5 | 0.25 | 1.1 | 0.85 | 0.21 | 0.25 | 0.10901 | 1.1 | 0.40124 | 5346.25 | 5 | 1710.8 | 17.5 | 4277 | 54.0605 | 54.0605 | 52.7647 | 54.0605 | 51.6134 | 62299.3418 | 62299.3418 | 60806.0238 | 62299.3418 | 59479.2408
63 | Elektrenai | Saulės gatve 15 | 289.15 | 1156.6 | 48.1 | Ground | 5 | 17.5 | 397.05 | Y | 444.7 | 0 | 289.15 | Flat | Y | District heating | Natural gas | 100233.5275 | 86.6622 | 100233.5275 | 0 | 98820.1301 | 1413.3974 | 62566.8149 | 37666.7126 | 100233.5275 | 0 | 39080.11 | 61153.4175 | 33.7888 | 38.99% | 39.921 | 0 | 0.56293 | 15.0019 | 0 | 15.5648 | 24.3562 | 1.3611 | 0 | 0.019193 | 0.51148 | 0 | 0.53067 | 0.8304 | 0.074024 | 0 | 0.0010438 | 0.027817 | 0 | 0.028861 | 0.045163 | 0 | 24577.75 | 66705 | 0 | 91282.75 | 0.25 | 2.85 | 0.57 | 0.21 | 0.25 | 0.10901 | 1.1 | 0.57 | 5060.125 | 5 | 1619.24 | 17.5 | 4048.1 | 86.9781 | 86.9781 | 85.7516 | 54.2926 | 86.9781 | 100233.5275 | 100233.5275 | 98820.1301 | 62566.8149 | 100233.5275
64 | Elektrenai | Saulės gatve 16 | 299.9 | 2159.28 | 69.8 | Basement | 9 | 29.2 | 1821.96 | N | 216.2 | 118.9 | 299.9 | Flat | N | District heating | Natural gas | 237365.7872 | 109.9282 | 125927.9384 | 111437.8488 | 206543.3669 | 30822.4203 | 229124.341 | 8241.4462 | 234597.3804 | 2768.4068 | 153270.1222 | 84095.665 | 70.9821 | 64.57% | 94.538 | 44.3835 | 12.276 | 3.2824 | 1.1026 | 61.0444 | 33.4936 | 3.2232 | 1.5132 | 0.41854 | 0.11191 | 0.037592 | 2.0813 | 1.1419 | 0.1753 | 0.082298 | 0.022763 | 0.0060864 | 0.0020445 | 0.11319 | 0.062106 | 118427.4 | 25491.5 | 14595 | 11996 | 170509.9 | 1.48 | 1.8876 | 0.85 | 2.33 | 0.21631 | 0.20657 | 1.1 | 0.40124 | 8757.08 | 9 | 2802.2656 | 29.2 | 7005.664 | 205.9752 | 109.2745 | 179.2289 | 198.8236 | 203.5729 | 237365.7872 | 125927.9384 | 206543.3669 | 229124.341 | 234597.3804
65 | Elektrenai | Saulės gatve 17 | 374.6 | 1498.4 | 78.4 | Basement | 5 | 17.5 | 1085.8 | N | 286.2 | 128.9 | 374.6 | Flat | N | District heating | Natural gas | 191094.9697 | 127.5327 | 124683.404 | 66411.5657 | 152595.2076 | 38499.7621 | 177771.4395 | 13323.5302 | 187636.9997 | 3457.97 | 121692.828 | 69402.1417 | 81.2152 | 63.68% | 76.1093 | 26.4504 | 15.3337 | 5.3065 | 1.3772 | 48.4678 | 27.6415 | 2.5949 | 0.9018 | 0.52279 | 0.18092 | 0.046956 | 1.6525 | 0.94241 | 0.14113 | 0.049046 | 0.028433 | 0.0098396 | 0.0025538 | 0.089872 | 0.051254 | 70577 | 31841 | 23595 | 14984 | 140997 | 1.48 | 2.0618 | 0.85 | 2.33 | 0.21631 | 0.20657 | 1.1 | 0.40124 | 6555.5 | 5 | 2097.76 | 17.5 | 5244.4 | 165.8235 | 108.1946 | 132.4151 | 154.2619 | 162.8228 | 191094.9697 | 124683.404 | 152595.2076 | 177771.4395 | 187636.9997
66 | Elektrenai | Saulės gatve 18 | 312.2 | 1248.8 | 70.6 | Basement | 5 | 17.5 | 937.2 | N | 298.3 | 223.7 | 312.2 | Flat | N | District heating | Natural gas | 159971.4645 | 128.1001 | 102648.8274 | 57322.6371 | 127884.9035 | 32086.5609 | 153652.74 | 6318.7244 | 157089.5151 | 2881.9494 | 98609.8718 | 61361.5926 | 78.9637 | 61.64% | 63.7134 | 22.8305 | 12.7794 | 2.5166 | 1.1478 | 39.2743 | 24.4391 | 2.1723 | 0.77838 | 0.4357 | 0.085802 | 0.039134 | 1.339 | 0.83323 | 0.11814 | 0.042334 | 0.023696 | 0.0046665 | 0.0021284 | 0.072825 | 0.045316 | 60918 | 26537 | 11190 | 12488 | 111133 | 1.48 | 1.5376 | 0.85 | 2.33 | 0.21631 | 0.20657 | 1.1 | 0.40124 | 5463.5 | 5 | 1748.32 | 17.5 | 4370.8 | 138.8159 | 89.074 | 110.9727 | 133.3328 | 136.3151 | 159971.4645 | 102648.8274 | 127884.9035 | 153652.74 | 157089.5151
67 | Elektrenai | Saulės gatve 20 | 58.5 | 234 | 30.8 | Basement | 5 | 17.5 | 319.5 | N | 219.5 | 186.5 | 58.5 | Flat | N | District heating | Natural gas | 50604.1557 | 216.2571 | 31062.3476 | 19541.8081 | 44591.7796 | 6012.3761 | 47809.0095 | 2795.1462 | 50064.1363 | 540.0193 | 28889.3497 | 21714.8059 | 123.4588 | 57.09% | 20.1546 | 7.7831 | 2.3946 | 1.1133 | 0.21508 | 11.5061 | 8.6486 | 0.68715 | 0.26536 | 0.081642 | 0.037955 | 0.0073329 | 0.39229 | 0.29487 | 0.037372 | 0.014432 | 0.0044402 | 0.0020643 | 0.00039881 | 0.021335 | 0.016037 | 20767.5 | 4972.5 | 4950 | 2340 | 33030 | 1.48 | 1.3631 | 0.85 | 2.33 | 0.21631 | 0.20657 | 1.1 | 0.40124 | 1023.75 | 5 | 327.6 | 17.5 | 819 | 43.912 | 26.9545 | 38.6947 | 41.4865 | 43.4434 | 50604.1557 | 31062.3476 | 44591.7796 | 47809.0095 | 50064.1363
68 | Elektrenai | Saulės gatve 21 | 201.3 | 805.2 | 64 | Basement | 5 | 17.5 | 934.7 | N | 185.3 | 29.6 | 201.3 | Flat | N | District heating | Natural gas | 135553.9244 | 168.3481 | 78384.1966 | 57169.7278 | 114865.1841 | 20688.7403 | 122365.9164 | 13188.008 | 133695.704 | 1858.2204 | 92904.6965 | 42649.2279 | 115.3809 | 68.54% | 53.9884 | 22.7696 | 8.2399 | 5.2525 | 0.74009 | 37.0021 | 16.9863 | 1.8407 | 0.77631 | 0.28093 | 0.17908 | 0.025233 | 1.2616 | 0.57913 | 0.10011 | 0.042221 | 0.015279 | 0.0097395 | 0.0013723 | 0.068611 | 0.031497 | 60755.5 | 17110.5 | 23355 | 8052 | 109273 | 1.48 | 2.5705 | 0.85 | 2.33 | 0.21631 | 0.20657 | 1.1 | 0.40124 | 3522.75 | 5 | 1127.28 | 17.5 | 2818.2 | 117.6275 | 68.0182 | 99.6748 | 106.1835 | 116.015 | 135553.9244 | 78384.1966 | 114865.1841 | 122365.9164 | 133695.704
69 | Elektrenai | Saulės gatve 22 | 290.18 | 2089.296 | 101.2 | Basement | 9 | 29.2 | 2863.41 | Y | 91.63 | 91.63 | 290.18 | Flat | Y | District heating | Natural gas | 94028.8717 | 45.0051 | 94028.8717 | 0 | 92610.4395 | 1418.4321 | 94028.8717 | 0 | 91350.1911 | 2678.6805 | 4097.1127 | 89931.759 | 1.961 | 4.357% | 37.4498 | 0 | 0.56493 | 0 | 1.0669 | 1.6318 | 35.818 | 1.2768 | 0 | 0.019261 | 0 | 0.036374 | 0.055635 | 1.2212 | 0.069442 | 0 | 0.0010475 | 0 | 0.0019782 | 0.0030258 | 0.066416 | 0 | 24665.3 | 0,00 | 11607.2 | 36272.5 | 0.25 | 1.1 | 0.85 | 0.21 | 0.25 | 0.10901 | 1.1 | 0.40124 | 8473.256 | 9 | 2711.4419 | 29.2 | 6778.6048 | 81.594 | 81.594 | 80.3631 | 81.594 | 79.2695 | 94028.8717 | 94028.8717 | 92610.4395 | 94028.8717 | 91350.1911
70 | Elektrenai | Saulės gatve 23 | 220.3 | 881.2 | 60.6 | Basement | 5 | 17.5 | 870.1 | N | 190.4 | 123.8 | 220.3 | Flat | N | District heating | Natural gas | 127949.8723 | 145.1996 | 74731.3207 | 53218.5516 | 105308.3945 | 22641.4778 | 122308.7591 | 5641.1132 | 125916.261 | 2033.6113 | 83534.7539 | 44415.1184 | 94.7966 | 65.29% | 50.9599 | 21.1959 | 9.0176 | 2.2467 | 0.80995 | 33.2702 | 17.6897 | 1.7374 | 0.72266 | 0.30745 | 0.076601 | 0.027614 | 1.1343 | 0.60311 | 0.094493 | 0.039303 | 0.016721 | 0.004166 | 0.0015019 | 0.061692 | 0.032801 | 56556.5 | 18725.5 | 9990 | 8812 | 94084 | 1.48 | 1.7121 | 0.85 | 2.33 | 0.21631 | 0.20657 | 1.1 | 0.40124 | 3855.25 | 5 | 1233.68 | 17.5 | 3084.2 | 111.029 | 64.8484 | 91.3818 | 106.1339 | 109.2644 | 127949.8723 | 74731.3207 | 105308.3945 | 122308.7591 | 125916.261
71 | Elektrenai | Saulės gatve 24 | 105.3 | 421.2 | 41.2 | Basement | 5 | 17.5 | 506.1 | N | 214.9 | 96.7 | 105.3 | Flat | N | District heating | Natural gas | 81531.2263 | 193.5689 | 50576.2682 | 30954.958 | 70708.9493 | 10822.277 | 71519.5208 | 10011.7055 | 80559.1914 | 972.0348 | 52760.9753 | 28770.251 | 125.2635 | 64.71% | 32.4723 | 12.3287 | 4.3103 | 3.9875 | 0.38714 | 21.0136 | 11.4586 | 1.1071 | 0.42034 | 0.14696 | 0.13595 | 0.013199 | 0.71644 | 0.39067 | 0.060212 | 0.022861 | 0.0079924 | 0.0073938 | 0.00071786 | 0.038965 | 0.021247 | 32896.5 | 8950.5 | 17730 | 4212 | 63789 | 1.48 | 2.0625 | 0.85 | 2.33 | 0.21631 | 0.20657 | 1.1 | 0.40124 | 1842.75 | 5 | 589.68 | 17.5 | 1474.2 | 70.7491 | 43.8878 | 61.358 | 62.0614 | 69.9056 | 81531.2263 | 50576.2682 | 70708.9493 | 71519.5208 | 80559.1914
72 | Elektrenai | Saulės gatve 25 | 125.4 | 501.6 | 44.8 | Basement | 5 | 17.5 | 603.7 | N | 180.3 | 90.2 | 125.4 | Flat | N | District heating | Natural gas | 88848.078 | 177.1293 | 51923.5411 | 36924.5369 | 75960.0103 | 12888.0677 | 81216.4819 | 7631.5961 | 87690.4981 | 1157.5799 | 58601.7807 | 30246.2973 | 116.8297 | 65.96% | 35.3864 | 14.7063 | 5.1331 | 3.0395 | 0.46104 | 23.3399 | 12.0465 | 1.2065 | 0.5014 | 0.17501 | 0.10363 | 0.015719 | 0.79575 | 0.41071 | 0.065616 | 0.027269 | 0.009518 | 0.005636 | 0.00085489 | 0.043278 | 0.022337 | 39240.5 | 10659 | 13515 | 5016 | 68430.5 | 1.48 | 1.9745 | 0.85 | 2.33 | 0.21631 | 0.20657 | 1.1 | 0.40124 | 2194.5 | 5 | 702.24 | 17.5 | 1755.6 | 77.0983 | 45.0569 | 65.9146 | 70.4759 | 76.0938 | 88848.078 | 51923.5411 | 75960.0103 | 81216.4819 | 87690.4981
73 | Elektrenai | Saulės gatve 26 | 166.5 | 666 | 54.6 | Basement | 5 | 17.5 | 811.3 | N | 144.2 | 129.8 | 166.5 | Flat | N | District heating | Natural gas | 104684.2571 | 157.1836 | 55062.1322 | 49622.1249 | 87572.1098 | 17112.1473 | 103464.557 | 1219.7002 | 103147.279 | 1536.9781 | 69490.9505 | 35193.3066 | 104.3408 | 66.38% | 41.6936 | 19.7635 | 6.8154 | 0.48578 | 0.61215 | 27.6769 | 14.0168 | 1.4215 | 0.67382 | 0.23237 | 0.016562 | 0.020871 | 0.94362 | 0.47789 | 0.077311 | 0.036647 | 0.012638 | 0.00090077 | 0.0011351 | 0.05132 | 0.025991 | 52734.5 | 14152.5 | 2160 | 6660 | 75707 | 1.48 | 1.2748 | 0.85 | 2.33 | 0.21631 | 0.20657 | 1.1 | 0.40124 | 2913.75 | 5 | 932.4 | 17.5 | 2331 | 90.8402 | 47.7804 | 75.9911 | 89.7818 | 89.5065 | 104684.2571 | 55062.1322 | 87572.1098 | 103464.557 | 103147.279
74 | Elektrenai | Saulės gatve 28 | 186.2 | 1340.64 | 56.6 | Basement | 9 | 29.2 | 1519.42 | N | 133.3 | 113.3 | 186.2 | Flat | N | District heating | Natural gas | 171710.5606 | 128.081 | 78777.1832 | 92933.3774 | 152573.7328 | 19136.8278 | 170016.5326 | 1694.028 | 169991.7299 | 1718.8308 | 115483.064 | 56227.4966 | 86.1402 | 67.25% | 68.3889 | 37.0135 | 7.6218 | 0.6747 | 0.68458 | 45.9946 | 22.3943 | 2.3317 | 1.2619 | 0.25986 | 0.023003 | 0.02334 | 1.5681 | 0.76351 | 0.12681 | 0.068633 | 0.014133 | 0.0012511 | 0.0012694 | 0.085286 | 0.041525 | 98762.3 | 15827 | 3000 | 7448 | 125037.3 | 1.48 | 1.3626 | 0.85 | 2.33 | 0.21631 | 0.20657 | 1.1 | 0.40124 | 5437.04 | 9 | 1739.8528 | 29.2 | 4349.632 | 149.0026 | 68.3592 | 132.3965 | 147.5326 | 147.511 | 171710.5606 | 78777.1832 | 152573.7328 | 170016.5326 | 169991.7299
75 | Elektrenai | Sodų gatve 1 | 145.9 | 583.6 | 50.6 | Basement | 5 | 17.5 | 723.1 | N | 162.4 | 129.9 | 145.9 | Flat | N | District heating | Natural gas | 96207.4661 | 164.8517 | 51979.9811 | 44227.485 | 81212.4973 | 14994.9687 | 93454.6706 | 2752.7955 | 94860.6486 | 1346.8175 | 63322.0667 | 32885.3994 | 108.5025 | 65.82% | 38.3175 | 17.6149 | 5.9722 | 1.0964 | 0.53641 | 25.2199 | 13.0976 | 1.3064 | 0.60057 | 0.20362 | 0.03738 | 0.018288 | 0.85985 | 0.44655 | 0.071051 | 0.032663 | 0.011074 | 0.002033 | 0.00099464 | 0.046764 | 0.024286 | 47001.5 | 12401.5 | 4875 | 5836 | 70114 | 1.48 | 1.4502 | 0.85 | 2.33 | 0.21631 | 0.20657 | 1.1 | 0.40124 | 2553.25 | 5 | 817.04 | 17.5 | 2042.6 | 83.4844 | 45.1058 | 70.4725 | 81.0957 | 82.3157 | 96207.4661 | 51979.9811 | 81212.4973 | 93454.6706 | 94860.6486
76 | Elektrenai | Sodų gatve 3 | 130.4 | 521.6 | 54 | Basement | 5 | 17.5 | 749.2 | N | 195.8 | 137.1 | 130.4 | Flat | N | District heating | Natural gas | 98567.5839 | 188.9716 | 52743.7258 | 45823.858 | 85165.6378 | 13401.946 | 93595.6117 | 4971.9722 | 97363.8484 | 1203.7354 | 65401.5116 | 33166.0722 | 125.3863 | 66.35% | 39.2575 | 18.2507 | 5.3377 | 1.9802 | 0.47942 | 26.0481 | 13.2094 | 1.3385 | 0.62224 | 0.18199 | 0.067514 | 0.016346 | 0.88809 | 0.45036 | 0.072794 | 0.033842 | 0.0098975 | 0.0036719 | 0.00088898 | 0.0483 | 0.024494 | 48698 | 11084 | 8805 | 5216 | 73803 | 1.48 | 1.6246 | 0.85 | 2.33 | 0.21631 | 0.20657 | 1.1 | 0.40124 | 2282 | 5 | 730.24 | 17.5 | 1825.6 | 85.5324 | 45.7686 | 73.9028 | 81.218 | 84.4879 | 98567.5839 | 52743.7258 | 85165.6378 | 93595.6117 | 97363.8484
77 | Elektrenai | Sodų gatve 4 | 659.4 | 2110.08 | 185.4 | Basement | 4 | 14.5 | 2562.9 | N | 125.4 | 81.51 | 659.4 | Flat | N | District heating | Natural gas | 332322.9784 | 157.4931 | 175566.4838 | 156756.4945 | 264552.7084 | 67770.27 | 328605.4339 | 3717.5444 | 326235.9912 | 6086.9872 | 234331.2961 | 97991.6822 | 111.0533 | 70.51% | 132.3576 | 62.433 | 26.9915 | 1.4806 | 2.4243 | 93.3295 | 39.0281 | 4.5126 | 2.1286 | 0.92025 | 0.050481 | 0.082655 | 3.182 | 1.3306 | 0.24543 | 0.11577 | 0.050049 | 0.0027455 | 0.0044953 | 0.17306 | 0.072368 | 166588.5 | 56049 | 6583.5 | 26376 | 255597 | 1.48 | 1.7125 | 0.85 | 2.33 | 0.21631 | 0.20657 | 1.1 | 0.40124 | 9561.3 | 4 | 3059.616 | 14.5 | 7649.04 | 288.3747 | 152.3486 | 229.5667 | 285.1488 | 283.0927 | 332322.9784 | 175566.4838 | 264552.7084 | 328605.4339 | 326235.9912
78 | Elektrenai | Sodų gatve 5 | 189.1 | 756.4 | 58 | Basement | 5 | 17.5 | 832.3 | N | 182.7 | 109.6 | 189.1 | Flat | N | District heating | Natural gas | 118323.6308 | 156.43 | 67417.0678 | 50906.563 | 98888.7536 | 19434.8772 | 112131.9585 | 6191.6723 | 116578.0298 | 1745.601 | 78278.7136 | 40044.9172 | 103.4885 | 66.16% | 47.1259 | 20.2751 | 7.7405 | 2.466 | 0.69524 | 31.1768 | 15.9491 | 1.6067 | 0.69126 | 0.26391 | 0.084077 | 0.023704 | 1.0629 | 0.54377 | 0.087384 | 0.037595 | 0.014353 | 0.0045726 | 0.0012892 | 0.05781 | 0.029574 | 54099.5 | 16073.5 | 10965 | 7564 | 88702 | 1.48 | 1.8002 | 0.85 | 2.33 | 0.21631 | 0.20657 | 1.1 | 0.40124 | 3309.25 | 5 | 1058.96 | 17.5 | 2647.4 | 102.6758 | 58.5014 | 85.8111 | 97.303 | 101.1611 | 118323.6308 | 67417.0678 | 98888.7536 | 112131.9585 | 116578.0298
79 | Elektrenai | Sodų gatve 6 | 96.6 | 309.12 | 39.4 | Basement | 4 | 14.5 | 474 | N | 97.3 | 82.7 | 96.6 | Flat | N | District heating | Natural gas | 60637.5266 | 196.1618 | 31645.9239 | 28991.6026 | 50709.3978 | 9928.1287 | 59400.8861 | 1236.6404 | 59745.8023 | 891.7242 | 41048.096 | 19589.4305 | 132.7902 | 67.69% | 24.1507 | 11.5468 | 3.9542 | 0.49253 | 0.35516 | 16.3486 | 7.8021 | 0.8234 | 0.39368 | 0.13481 | 0.016792 | 0.012109 | 0.55739 | 0.26601 | 0.044782 | 0.021411 | 0.0073321 | 0.00091328 | 0.00065855 | 0.030315 | 0.014467 | 30810 | 8211 | 2190 | 3864 | 45075 | 1.48 | 1.3626 | 0.85 | 2.33 | 0.21631 | 0.20657 | 1.1 | 0.40124 | 1400.7 | 4 | 448.224 | 14.5 | 1120.56 | 52.6185 | 27.4609 | 44.0033 | 51.5454 | 51.8447 | 60637.5266 | 31645.9239 | 50709.3978 | 59400.8861 | 59745.8023
80 | Elektrenai | Sodų gatve 8 | 226.5 | 724.8 | 60.2 | Basement | 4 | 14.5 | 733.3 | N | 139.6 | 125.6 | 226.5 | Flat | N | District heating | Natural gas | 108665.949 | 149.9254 | 63814.5941 | 44851.3549 | 85387.262 | 23278.6869 | 107480.1294 | 1185.8196 | 106575.1049 | 2090.8441 | 71406.7055 | 37259.2435 | 98.5192 | 65.71% | 43.2795 | 17.8634 | 9.2714 | 0.47229 | 0.83274 | 28.4399 | 14.8396 | 1.4756 | 0.60904 | 0.3161 | 0.016102 | 0.028392 | 0.96963 | 0.50594 | 0.080251 | 0.033123 | 0.017192 | 0.00087574 | 0.0015441 | 0.052735 | 0.027516 | 47664.5 | 19252.5 | 2100 | 9060 | 78077 | 1.48 | 1.2755 | 0.85 | 2.33 | 0.21631 | 0.20657 | 1.1 | 0.40124 | 3284.25 | 4 | 1050.96 | 14.5 | 2627.4 | 94.2953 | 55.3754 | 74.0952 | 93.2663 | 92.481 | 108665.949 | 63814.5941 | 85387.262 | 107480.1294 | 106575.1049
81 | Elektrenai | Sodų gatve 10 | 287.8 | 920.96 | 72.6 | Basement | 4 | 14.5 | 873.8 | N | 178.9 | 169.9 | 287.8 | Flat | N | District heating | Natural gas | 133259.8454 | 144.6967 | 79814.9881 | 53444.8574 | 103681.0106 | 29578.8348 | 132497.5328 | 762.3126 | 130603.1349 | 2656.7105 | 86442.7153 | 46817.1301 | 93.8615 | 64.87% | 53.0747 | 21.286 | 11.7807 | 0.30361 | 1.0581 | 34.4284 | 18.6463 | 1.8095 | 0.72573 | 0.40165 | 0.010351 | 0.036076 | 1.1738 | 0.63573 | 0.098414 | 0.03947 | 0.021844 | 0.00056298 | 0.001962 | 0.063839 | 0.034575 | 56797 | 24463 | 1350 | 11512 | 94122 | 1.48 | 1.188 | 0.85 | 2.33 | 0.21631 | 0.20657 | 1.1 | 0.40124 | 4173.1 | 4 | 1335.392 | 14.5 | 3338.48 | 115.6368 | 69.2598 | 89.9696 | 114.9753 | 113.3314 | 133259.8454 | 79814.9881 | 103681.0106 | 132497.5328 | 130603.1349
82 | Elektrenai | Sodų gatve 11 | 519.8 | 3742.56 | 113.4 | Ground | 9 | 29.2 | 2649.08 | N | 662.2 | 264.8 | 519.8 | Flat | N | District heating | Natural gas | 406651.6836 | 108.656 | 244624.0998 | 162027.5838 | 353228.8957 | 53422.7879 | 372991.3472 | 33660.3364 | 406651.6836 | 0 | 249110.708 | 157540.9755 | 66.5616 | 61.26% | 161.9612 | 64.5323 | 21.2772 | 13.4062 | 0 | 99.2158 | 62.7454 | 5.5219 | 2.2002 | 0.72543 | 0.45707 | 0 | 3.3827 | 2.1393 | 0.30032 | 0.11966 | 0.039453 | 0.024859 | 0 | 0.18397 | 0.11635 | 172190.2 | 44183 | 59610 | 0 | 275983.2 | 1.48 | 2.1502 | 0.57 | 2.33 | 0.21631 | 0.20657 | 1.1 | 0.57 | 15178.16 | 9 | 4857.0112 | 29.2 | 12142.528 | 352.8737 | 212.2736 | 306.5159 | 323.6648 | 352.8737 | 406651.6836 | 244624.0998 | 353228.8957 | 372991.3472 | 406651.6836
83 | Elektrenai | Sodų gatve 12 | 1203.1 | 4812.4 | 138.4 | Basement | 5 | 17.5 | 2010.2 | N | 411.8 | 308.8 | 1203.1 | Flat | N | District heating | Natural gas | 446851.5387 | 92.8542 | 323900.2315 | 122951.3072 | 323202.1426 | 123649.3961 | 438127.2945 | 8724.2442 | 435745.6026 | 11105.9361 | 266430.8837 | 180420.6551 | 55.3634 | 59.62% | 177.972 | 48.969 | 49.2471 | 3.4747 | 4.4233 | 106.1141 | 71.8579 | 6.0678 | 1.6696 | 1.679 | 0.11847 | 0.15081 | 3.6179 | 2.4499 | 0.33001 | 0.090801 | 0.091317 | 0.006443 | 0.0082019 | 0.19676 | 0.13324 | 130663 | 102263.5 | 15450 | 48124 | 296500.5 | 1.48 | 1.5377 | 0.85 | 2.33 | 0.21631 | 0.20657 | 1.1 | 0.40124 | 21054.25 | 5 | 6737.36 | 17.5 | 16843.4 | 387.7573 | 281.0658 | 280.46 | 380.1868 | 378.1201 | 446851.5387 | 323900.2315 | 323202.1426 | 438127.2945 | 435745.6026
84 | Elektrenai | Sodų gatve 13 | 393.6 | 1574.4 | 112.4 | Basement | 5 | 17.5 | 1632.6 | N | 334.4 | 217.4 | 393.6 | Flat | N | District heating | Natural gas | 233715.5566 | 148.4474 | 133859.6695 | 99855.8871 | 193263.057 | 40452.4996 | 223805.4928 | 9910.0638 | 230082.1957 | 3633.3609 | 153851.8114 | 79863.7452 | 97.7209 | 65.83% | 93.0842 | 39.7706 | 16.1114 | 3.947 | 1.4471 | 61.2761 | 31.8081 | 3.1736 | 1.3559 | 0.54931 | 0.13457 | 0.049337 | 2.0892 | 1.0845 | 0.1726 | 0.073745 | 0.029875 | 0.0073187 | 0.0026833 | 0.11362 | 0.058981 | 106119 | 33456 | 17550 | 15744 | 172869 | 1.48 | 1.7123 | 0.85 | 2.33 | 0.21631 | 0.20657 | 1.1 | 0.40124 | 6888 | 5 | 2204.16 | 17.5 | 5510.4 | 202.8077 | 116.1573 | 167.7048 | 194.2082 | 199.6548 | 233715.5566 | 133859.6695 | 193263.057 | 223805.4928 | 230082.1957
85 | Elektrenai | Sodų gatve 14 | 128.5 | 514 | 47.4 | Basement | 5 | 17.5 | 688.4 | N | 141.1 | 84.7 | 128.5 | Flat | N | District heating | Natural gas | 90675.3151 | 176.4111 | 48570.2112 | 42105.1039 | 77468.6429 | 13206.6723 | 85898.1562 | 4777.159 | 89489.1188 | 1186.1963 | 61275.1315 | 29400.1837 | 119.2123 | 67.58% | 36.1142 | 16.7696 | 5.26 | 1.9026 | 0.47244 | 24.4047 | 11.7095 | 1.2313 | 0.57175 | 0.17933 | 0.064869 | 0.016107 | 0.83206 | 0.39923 | 0.066965 | 0.031095 | 0.0097533 | 0.003528 | 0.00087602 | 0.045253 | 0.021712 | 44746 | 10922.5 | 8460 | 5140 | 69268.5 | 1.48 | 1.7995 | 0.85 | 2.33 | 0.21631 | 0.20657 | 1.1 | 0.40124 | 2248.75 | 5 | 719.6 | 17.5 | 1799 | 78.6839 | 42.147 | 67.2237 | 74.5385 | 77.6546 | 90675.3151 | 48570.2112 | 77468.6429 | 85898.1562 | 89489.1188
86 | Elektrenai | Sodų gatve 15 | 116.6 | 466.4 | 43.2 | Basement | 5 | 17.5 | 619.9 | N | 136.1 | 74.8 | 116.6 | Flat | N | District heating | Natural gas | 83224.857 | 178.4409 | 45309.4678 | 37915.3892 | 71241.215 | 11983.6419 | 78032.6611 | 5192.1958 | 82148.5107 | 1076.3462 | 56167.5732 | 27057.2838 | 120.4279 | 67.49% | 33.1468 | 15.1009 | 4.7728 | 2.0679 | 0.42869 | 22.3704 | 10.7764 | 1.1301 | 0.51485 | 0.16273 | 0.070505 | 0.014616 | 0.7627 | 0.36741 | 0.061463 | 0.028001 | 0.0088501 | 0.0038345 | 0.0007949 | 0.041481 | 0.019982 | 40293.5 | 9911 | 9195 | 4664 | 64063.5 | 1.48 | 1.8882 | 0.85 | 2.33 | 0.21631 | 0.20657 | 1.1 | 0.40124 | 2040.5 | 5 | 652.96 | 17.5 | 1632.4 | 72.2187 | 39.3175 | 61.8199 | 67.7132 | 71.2847 | 83224.857 | 45309.4678 | 71241.215 | 78032.6611 | 82148.5107
87 | Elektrenai | Sodų gatve 16 | 125.2 | 500.8 | 45.2 | Basement | 5 | 17.5 | 656.5 | N | 134.5 | 87.4 | 125.2 | Flat | N | District heating | Natural gas | 86504.4669 | 172.7326 | 46350.4856 | 40153.9813 | 73636.9543 | 12867.5126 | 82515.031 | 3989.4359 | 85348.7332 | 1155.7337 | 58166.6635 | 28337.8034 | 116.1475 | 67.24% | 34.453 | 15.9925 | 5.1249 | 1.5889 | 0.46031 | 23.1666 | 11.2864 | 1.1746 | 0.54525 | 0.17473 | 0.054173 | 0.015694 | 0.78985 | 0.3848 | 0.063885 | 0.029654 | 0.0095028 | 0.0029463 | 0.00085353 | 0.042957 | 0.020928 | 42672.5 | 10642 | 7065 | 5008 | 65387.5 | 1.48 | 1.7128 | 0.85 | 2.33 | 0.21631 | 0.20657 | 1.1 | 0.40124 | 2191 | 5 | 701.12 | 17.5 | 1752.8 | 75.0646 | 40.2208 | 63.8988 | 71.6028 | 74.0617 | 86504.4669 | 46350.4856 | 73636.9543 | 82515.031 | 85348.7332
88 | Elektrenai | Sodų gatve 17 | 244.4 | 977.6 | 63.2 | Basement | 5 | 17.5 | 987.9 | Y | 118.1 | 106.2 | 244.4 | Flat | Y | District heating | Natural gas | 49468.0457 | 50.6015 | 49468.0457 | 0 | 48273.3913 | 1194.6544 | 48460.099 | 1007.9467 | 47211.9649 | 2256.0808 | 4458.6819 | 45009.3639 | 4.5608 | 9.013% | 19.7021 | 0 | 0.47581 | 0.40144 | 0.89855 | 1.7758 | 17.9263 | 0.67173 | 0 | 0.016222 | 0.013687 | 0.030635 | 0.060545 | 0.61118 | 0.036533 | 0 | 0.00088227 | 0.00074438 | 0.0016661 | 0.0032928 | 0.03324 | 0 | 20774 | 1785 | 9776 | 32335 | 0.25 | 1.2763 | 0.85 | 0.21 | 0.25 | 0.10901 | 1.1 | 0.40124 | 4277 | 5 | 1368.64 | 17.5 | 3421.6 | 42.9261 | 42.9261 | 41.8894 | 42.0515 | 40.9684 | 49468.0457 | 49468.0457 | 48273.3913 | 48460.099 | 47211.9649
89 | Elektrenai | Šviesos gatve 1 | 365.8 | 2633.76 | 81.6 | Basement | 9 | 29.2 | 2001.42 | N | 381.3 | 285.9 | 365.8 | Flat | N | District heating | Natural gas | 277989.752 | 105.5486 | 155575.4622 | 122414.2898 | 240394.4157 | 37595.3363 | 269909.2384 | 8080.5136 | 274613.0157 | 3376.7363 | 171466.8759 | 106522.8761 | 65.1035 | 61.68% | 110.7178 | 48.7552 | 14.9735 | 3.2183 | 1.3449 | 68.2918 | 42.4259 | 3.7748 | 1.6623 | 0.51051 | 0.10973 | 0.045853 | 2.3284 | 1.4465 | 0.2053 | 0.090405 | 0.027765 | 0.0059676 | 0.0024938 | 0.12663 | 0.078669 | 130092.3 | 31093 | 14310 | 14632 | 190127.3 | 1.48 | 1.5378 | 0.85 | 2.33 | 0.21631 | 0.20657 | 1.1 | 0.40124 | 10681.36 | 9 | 3418.0352 | 29.2 | 8545.088 | 241.2268 | 135.0013 | 208.6033 | 234.2149 | 238.2966 | 277989.752 | 155575.4622 | 240394.4157 | 269909.2384 | 274613.0157
90 | Elektrenai | Šviesos gatve 3 | 678.1 | 4882.32 | 128 | Basement | 9 | 29.2 | 3064.9 | N | 672.7 | 437.3 | 678.1 | Flat | N | District heating | Natural gas | 472245.0354 | 96.7255 | 284784.3541 | 187460.6813 | 402552.8606 | 69692.1748 | 452306.3258 | 19938.7096 | 465985.4266 | 6259.6088 | 283351.1744 | 188893.861 | 58.0362 | 60% | 188.0858 | 74.6618 | 27.757 | 7.9412 | 2.4931 | 112.8531 | 75.2326 | 6.4126 | 2.5455 | 0.94635 | 0.27075 | 0.084999 | 3.8476 | 2.565 | 0.34876 | 0.13844 | 0.051469 | 0.014725 | 0.0046228 | 0.20926 | 0.1395 | 199218.5 | 57638.5 | 35310 | 27124 | 319291 | 1.48 | 1.7124 | 0.85 | 2.33 | 0.21631 | 0.20657 | 1.1 | 0.40124 | 19800.52 | 9 | 6336.1664 | 29.2 | 15840.416 | 409.7926 | 247.1228 | 349.317 | 392.4907 | 404.3608 | 472245.0354 | 284784.3541 | 402552.8606 | 452306.3258 | 465985.4266
91 | Elektrenai | Šviesos gatve 4 | 544.5 | 5662.8 | 98.8 | Basement | 13 | 41.5 | 3362.1 | N | 738.1 | 405.9 | 544.5 | Flat | N | District heating | Natural gas | 503151.4179 | 88.8521 | 297512.8794 | 205638.5385 | 447190.0712 | 55961.3467 | 475013.6128 | 28137.8051 | 498125.084 | 5026.3338 | 294764.024 | 208387.3938 | 52.0527 | 58.58% | 200.3951 | 81.9017 | 22.2883 | 11.2067 | 2.0019 | 117.3986 | 82.9965 | 6.8323 | 2.7924 | 0.7599 | 0.38208 | 0.068253 | 4.0026 | 2.8297 | 0.37158 | 0.15187 | 0.041328 | 0.02078 | 0.003712 | 0.21769 | 0.1539 | 218536.5 | 46282.5 | 49830 | 21780 | 336429 | 1.48 | 1.8876 | 0.85 | 2.33 | 0.21631 | 0.20657 | 1.1 | 0.40124 | 22596.75 | 13 | 7230.96 | 41.5 | 18077.4 | 436.6118 | 258.1681 | 388.0511 | 412.1951 | 432.2502 | 503151.4179 | 297512.8794 | 447190.0712 | 475013.6128 | 498125.084
92 | Elektrenai | Šviesos gatve 5 | 343.9 | 1375.6 | 81.6 | Basement | 5 | 17.5 | 1199.5 | N | 228.5 | 205.7 | 343.9 | Flat | N | District heating | Natural gas | 177829.341 | 129.274 | 104463.4604 | 73365.8805 | 142484.7916 | 35344.5493 | 175898.149 | 1931.1919 | 174654.7657 | 3174.5752 | 113816.197 | 64013.144 | 82.7393 | 64% | 70.8259 | 29.2202 | 14.077 | 0.76916 | 1.2644 | 45.3307 | 25.4952 | 2.4147 | 0.99624 | 0.47994 | 0.026224 | 0.043108 | 1.5455 | 0.86924 | 0.13133 | 0.054182 | 0.026102 | 0.0014262 | 0.0023445 | 0.084055 | 0.047275 | 77967.5 | 29231.5 | 3420 | 13756 | 124375 | 1.48 | 1.2746 | 0.85 | 2.33 | 0.21631 | 0.20657 | 1.1 | 0.40124 | 6018.25 | 5 | 1925.84 | 17.5 | 4814.6 | 154.3122 | 90.6486 | 123.6418 | 152.6364 | 151.5574 | 177829.341 | 104463.4604 | 142484.7916 | 175898.149 | 174654.7657
93 | Elektrenai | Šviesos gatve 6 | 528.5 | 2114 | 101.6 | Basement | 5 | 17.5 | 1493.5 | N | 284.5 | 241.8 | 528.5 | Flat | N | District heating | Natural gas | 245322.9538 | 116.0468 | 153974.94 | 91348.0138 | 191006.0177 | 54316.9361 | 241706.204 | 3616.7498 | 240444.3175 | 4878.6362 | 154160.3359 | 91162.6178 | 72.9235 | 62.84% | 97.7072 | 36.3821 | 21.6333 | 1.4405 | 1.9431 | 61.399 | 36.3082 | 3.3312 | 1.2404 | 0.73757 | 0.049112 | 0.066247 | 2.0933 | 1.2379 | 0.18117 | 0.067462 | 0.040114 | 0.002671 | 0.0036029 | 0.11385 | 0.067325 | 97077.5 | 44922.5 | 6405 | 21140 | 169545 | 1.48 | 1.3627 | 0.85 | 2.33 | 0.21631 | 0.20657 | 1.1 | 0.40124 | 9248.75 | 5 | 2959.6 | 17.5 | 7399 | 212.88 | 133.6124 | 165.7463 | 209.7416 | 208.6466 | 245322.9538 | 153974.94 | 191006.0177 | 241706.204 | 240444.3175
94 | Elektrenai | Šviesos gatve 7 | 542.5 | 2170 | 111.8 | Basement | 5 | 17.5 | 1632.6 | N | 323.9 | 291.5 | 542.5 | Flat | N | District heating | Natural gas | 259679.9459 | 119.6682 | 159824.0589 | 99855.8871 | 203924.1506 | 55755.7953 | 256935.6206 | 2744.3254 | 254672.0743 | 5007.8716 | 163363.8794 | 96316.0665 | 75.2829 | 62.91% | 103.4253 | 39.7706 | 22.2064 | 1.093 | 1.9945 | 65.0646 | 38.3608 | 3.5262 | 1.3559 | 0.75711 | 0.037265 | 0.068002 | 2.2183 | 1.3079 | 0.19178 | 0.073745 | 0.041176 | 0.0020267 | 0.0036984 | 0.12065 | 0.071131 | 106119 | 46112.5 | 4860 | 21700 | 178791.5 | 1.48 | 1.2751 | 0.85 | 2.33 | 0.21631 | 0.20657 | 1.1 | 0.40124 | 9493.75 | 5 | 3038 | 17.5 | 7595 | 225.3384 | 138.688 | 176.956 | 222.957 | 220.9928 | 259679.9459 | 159824.0589 | 203924.1506 | 256935.6206 | 254672.0743
95 | Elektrenai | Šviesos gatve 8 | 906.2 | 3624.8 | 170 | Basement | 5 | 17.5 | 2499 | N | 476 | 309.4 | 906.2 | Flat | N | District heating | Natural gas | 423496.2268 | 116.833 | 270648.0939 | 152848.1329 | 330360.924 | 93135.3028 | 409384.9735 | 14111.2532 | 415131.0042 | 8365.2226 | 268459.9115 | 155036.3153 | 74.062 | 63.39% | 168.6701 | 60.8764 | 37.0939 | 5.6202 | 3.3317 | 106.9222 | 61.7479 | 5.7507 | 2.0755 | 1.2647 | 0.19162 | 0.11359 | 3.6454 | 2.1052 | 0.31276 | 0.11288 | 0.068782 | 0.010421 | 0.0061778 | 0.19826 | 0.1145 | 162435 | 77027 | 24990 | 36248 | 300700 | 1.48 | 1.7125 | 0.85 | 2.33 | 0.21631 | 0.20657 | 1.1 | 0.40124 | 15858.5 | 5 | 5074.72 | 17.5 | 12686.8 | 367.4907 | 234.856 | 286.6721 | 355.2456 | 360.2317 | 423496.2268 | 270648.0939 | 330360.924 | 409384.9735 | 415131.0042
96 | Elektrenai | Šviesos gatve 9 | 513.4 | 2053.6 | 103.8 | Basement | 5 | 17.5 | 1579.6 | N | 236.9 | 94.2 | 513.4 | Flat | N | District heating | Natural gas | 253962.5833 | 123.667 | 157348.3733 | 96614.21 | 201197.5596 | 52765.0237 | 241923.1263 | 12039.457 | 249223.3367 | 4739.2466 | 166157.9373 | 87804.646 | 80.9106 | 65.43% | 101.1482 | 38.4795 | 21.0153 | 4.7951 | 1.8875 | 66.1774 | 34.9708 | 3.4486 | 1.3119 | 0.7165 | 0.16348 | 0.064354 | 2.2563 | 1.1923 | 0.18755 | 0.071351 | 0.038968 | 0.0088913 | 0.0035 | 0.12271 | 0.064845 | 102674 | 43639 | 21405 | 20536 | 188254 | 1.48 | 2.15 | 0.85 | 2.33 | 0.21631 | 0.20657 | 1.1 | 0.40124 | 8984.5 | 5 | 2875.04 | 17.5 | 7187.6 | 220.3771 | 136.5397 | 174.59 | 209.9298 | 216.2646 | 253962.5833 | 157348.3733 | 201197.5596 | 241923.1263 | 249223.3367
97 | Elektrenai | Šviesos gatve 10 | 440.5 | 1762 | 99.6 | Basement | 5 | 17.5 | 1446.7 | N | 296.3 | 237.1 | 440.5 | Flat | N | District heating | Natural gas | 224086.0218 | 127.1771 | 135600.4701 | 88485.5518 | 178813.3438 | 45272.6781 | 219071.6989 | 5014.3229 | 220019.7224 | 4066.2995 | 142838.8522 | 81247.1697 | 81.0663 | 63.74% | 89.249 | 35.242 | 18.0312 | 1.9971 | 1.6195 | 56.8899 | 32.3591 | 3.0429 | 1.2015 | 0.61476 | 0.06809 | 0.055216 | 1.9396 | 1.1033 | 0.16549 | 0.065348 | 0.033435 | 0.0037031 | 0.003003 | 0.10549 | 0.060002 | 94035.5 | 37442.5 | 8880 | 17620 | 157978 | 1.48 | 1.4496 | 0.85 | 2.33 | 0.21631 | 0.20657 | 1.1 | 0.40124 | 7708.75 | 5 | 2466.8 | 17.5 | 6167 | 194.4516 | 117.6679 | 155.166 | 190.1004 | 190.923 | 224086.0218 | 135600.4701 | 178813.3438 | 219071.6989 | 220019.7224
98 | Elektrenai | Šviesos gatve 11 | 641.3 | 2565.2 | 110.2 | Basement | 5 | 17.5 | 1600.7 | N | 327.8 | 213.1 | 641.3 | Flat | N | District heating | Natural gas | 286927.265 | 111.8538 | 189022.5006 | 97904.7644 | 221017.2345 | 65910.0305 | 277212.0145 | 9715.2506 | 281007.3607 | 5919.9043 | 179449.9498 | 107477.3152 | 69.9555 | 62.54% | 114.2774 | 38.9935 | 26.2506 | 3.8694 | 2.3578 | 71.4713 | 42.8061 | 3.8962 | 1.3295 | 0.89499 | 0.13192 | 0.080386 | 2.4368 | 1.4594 | 0.2119 | 0.072304 | 0.048675 | 0.0071749 | 0.0043719 | 0.13253 | 0.079374 | 104045.5 | 54510.5 | 17205 | 25652 | 201413 | 1.48 | 1.7123 | 0.85 | 2.33 | 0.21631 | 0.20657 | 1.1 | 0.40124 | 11222.75 | 5 | 3591.28 | 17.5 | 8978.2 | 248.9824 | 164.0251 | 191.7886 | 240.5519 | 243.8453 | 286927.265 | 189022.5006 | 221017.2345 | 277212.0145 | 281007.3607
99 | Elektrenai | Šviesos gatve 12 | 455.8 | 1823.2 | 100.4 | Basement | 5 | 17.5 | 1458.3 | N | 298.7 | 229.9 | 455.8 | Flat | N | District heating | Natural gas | 229319.558 | 125.7786 | 140124.5071 | 89195.0509 | 182474.4123 | 46845.1457 | 223492.1017 | 5827.4563 | 225112.0227 | 4207.5353 | 146075.1882 | 83244.3698 | 80.1202 | 63.7% | 91.3334 | 35.5246 | 18.6575 | 2.321 | 1.6758 | 58.1788 | 33.1546 | 3.1139 | 1.2112 | 0.63611 | 0.079131 | 0.057134 | 1.9836 | 1.1304 | 0.16936 | 0.065872 | 0.034596 | 0.0043037 | 0.0031073 | 0.10788 | 0.061477 | 94789.5 | 38743 | 10320 | 18232 | 162084.5 | 1.48 | 1.5031 | 0.85 | 2.33 | 0.21631 | 0.20657 | 1.1 | 0.40124 | 7976.5 | 5 | 2552.48 | 17.5 | 6381.2 | 198.993 | 121.5936 | 158.3429 | 193.9362 | 195.3419 | 229319.558 | 140124.5071 | 182474.4123 | 223492.1017 | 225112.0227
100 | Elektrenai | Šviesos gatve 14 | 423.7 | 1694.8 | 95.4 | Basement | 5 | 17.5 | 1385.8 | N | 283.7 | 226.9 | 423.7 | Flat | N | District heating | Natural gas | 215048.3824 | 126.8872 | 130287.7011 | 84760.6813 | 171502.3355 | 43546.047 | 210237.3429 | 4811.0395 | 211137.1655 | 3911.217 | 137028.9848 | 78019.3977 | 80.8526 | 63.72% | 85.6495 | 33.7585 | 17.3435 | 1.9161 | 1.5578 | 54.5759 | 31.0736 | 2.9201 | 1.151 | 0.59131 | 0.065329 | 0.05311 | 1.8607 | 1.0594 | 0.15882 | 0.062597 | 0.032159 | 0.003553 | 0.0028885 | 0.1012 | 0.057618 | 90077 | 36014.5 | 8520 | 16948 | 151559.5 | 1.48 | 1.4504 | 0.85 | 2.33 | 0.21631 | 0.20657 | 1.1 | 0.40124 | 7414.75 | 5 | 2372.72 | 17.5 | 5931.8 | 186.6091 | 113.0577 | 148.8219 | 182.4343 | 183.2152 | 215048.3824 | 130287.7011 | 171502.3355 | 210237.3429 | 211137.1655
101 | Elektrenai | Šviesos gatve 16 | 536.3 | 2145.2 | 109.4 | Ground | 5 | 17.5 | 1589.1 | N | 325.4 | 178.9 | 536.3 | Flat | N | District heating | Natural gas | 261816.4968 | 122.0476 | 164621.2315 | 97195.2653 | 206697.9106 | 55118.5863 | 249407.7417 | 12408.7551 | 261816.4968 | 0 | 164722.6067 | 97093.8902 | 76.7866 | 62.92% | 104.2763 | 38.7109 | 21.9526 | 4.9422 | 0 | 65.6057 | 38.6706 | 3.5552 | 1.3198 | 0.74846 | 0.1685 | 0 | 2.2368 | 1.3184 | 0.19336 | 0.07178 | 0.040706 | 0.009164 | 0 | 0.12165 | 0.071705 | 103291.5 | 45585.5 | 21975 | 0 | 170852 | 1.48 | 1.8879 | 0.57 | 2.33 | 0.21631 | 0.20657 | 1.1 | 0.57 | 9385.25 | 5 | 3003.28 | 17.5 | 7508.2 | 227.1924 | 142.8508 | 179.363 | 216.4246 | 227.1924 | 261816.4968 | 164621.2315 | 206697.9106 | 249407.7417 | 261816.4968
102 | Elektrenai | Šviesos gatve 18 | 455.31 | 1821.24 | 98.2 | Basement | 5 | 17.5 | 1443.7 | N | 274.8 | 178.6 | 455.31 | Flat | N | District heating | Natural gas | 229211.2106 | 125.8545 | 140909.15 | 88302.0606 | 182416.425 | 46794.7856 | 221062.9359 | 8148.2747 | 225008.1985 | 4203.012 | 147448.1329 | 81763.0776 | 80.9603 | 64.33% | 91.2902 | 35.1689 | 18.6374 | 3.2453 | 1.674 | 58.7256 | 32.5646 | 3.1125 | 1.1991 | 0.63543 | 0.11065 | 0.057073 | 2.0022 | 1.1103 | 0.16928 | 0.065212 | 0.034559 | 0.0060176 | 0.003104 | 0.10889 | 0.060383 | 93840.5 | 38701.35 | 14430 | 18212.4 | 165184.25 | 1.48 | 1.7126 | 0.85 | 2.33 | 0.21631 | 0.20657 | 1.1 | 0.40124 | 7967.925 | 5 | 2549.736 | 17.5 | 6374.34 | 198.899 | 122.2745 | 158.2926 | 191.8283 | 195.2518 | 229211.2106 | 140909.15 | 182416.425 | 221062.9359 | 225008.1985
103 | Elektrenai | Šarkinės gatve 5 | 322.9 | 2324.88 | 72.6 | Basement | 9 | 29.2 | 1759.72 | Y | 360.2 | 180.5 | 322.9 | Flat | Y | District heating | Natural gas | 116339.3263 | 50.041 | 116339.3263 | 0 | 114760.9551 | 1578.3711 | 101118.4847 | 15220.8416 | 113358.6042 | 2980.7221 | 19779.9348 | 96559.3914 | 8.5079 | 17% | 46.3356 | 0 | 0.62863 | 6.0622 | 1.1872 | 7.878 | 38.4577 | 1.5798 | 0 | 0.021433 | 0.20668 | 0.040475 | 0.26859 | 1.3112 | 0.085918 | 0 | 0.0011656 | 0.011241 | 0.0022013 | 0.014608 | 0.07131 | 0 | 27446.5 | 26955 | 12916 | 67317.5 | 0.25 | 1.9731 | 0.85 | 0.21 | 0.25 | 0.10901 | 1.1 | 0.40124 | 9428.68 | 9 | 3017.1776 | 29.2 | 7542.944 | 100.9539 | 100.9539 | 99.5843 | 87.746 | 98.3674 | 116339.3263 | 116339.3263 | 114760.9551 | 101118.4847 | 113358.6042
104 | Elektrenai | Šarkinės gatve 13 | 355.1 | 2556.72 | 79.6 | Basement | 9 | 29.2 | 1929.12 | N | 395.2 | 256.8 | 355.1 | Flat | N | District heating | Natural gas | 274085.2478 | 107.2019 | 156093.0948 | 117992.1529 | 237589.611 | 36495.6367 | 262362.574 | 11722.6738 | 270807.2842 | 3277.9635 | 169488.4269 | 104596.8208 | 66.2914 | 61.84% | 109.1627 | 46.9939 | 14.5355 | 4.6689 | 1.3055 | 67.5039 | 41.6588 | 3.7218 | 1.6022 | 0.49557 | 0.15918 | 0.044512 | 2.3015 | 1.4203 | 0.20242 | 0.087139 | 0.026953 | 0.0086574 | 0.0024208 | 0.12517 | 0.077246 | 125392.8 | 30183.5 | 20760 | 14204 | 190540.3 | 1.48 | 1.7129 | 0.85 | 2.33 | 0.21631 | 0.20657 | 1.1 | 0.40124 | 10368.92 | 9 | 3318.0544 | 29.2 | 8295.136 | 237.8386 | 135.4504 | 206.1694 | 227.6662 | 234.9942 | 274085.2478 | 156093.0948 | 237589.611 | 262362.574 | 270807.2842
105 | Elektrenai | Šarkinės gatve 15 | 395.6 | 1582.4 | 79.8 | Basement | 5 | 17.5 | 1159 | N | 237.5 | 130.6 | 395.6 | Flat | N | District heating | Natural gas | 194228.0624 | 122.7427 | 123339.3125 | 70888.7499 | 153570.0114 | 40658.0509 | 185173.4827 | 9054.5797 | 190576.2393 | 3651.8231 | 124253.2036 | 69974.8588 | 78.522 | 63.97% | 77.3572 | 28.2336 | 16.1933 | 3.6063 | 1.4544 | 49.4876 | 27.8696 | 2.6374 | 0.9626 | 0.5521 | 0.12295 | 0.049588 | 1.6872 | 0.95019 | 0.14344 | 0.052352 | 0.030027 | 0.0066869 | 0.0026969 | 0.091763 | 0.051677 | 75335 | 33626 | 16035 | 15824 | 140820 | 1.48 | 1.8877 | 0.85 | 2.33 | 0.21631 | 0.20657 | 1.1 | 0.40124 | 6923 | 5 | 2215.36 | 17.5 | 5538.4 | 168.5422 | 107.0282 | 133.261 | 160.6851 | 165.3733 | 194228.0624 | 123339.3125 | 153570.0114 | 185173.4827 | 190576.2393
106 | Elektrenai | Šarkinės gatve 21 | 211.7 | 1524.24 | 58.4 | Basement | 9 | 29.2 | 1432.48 | N | 272.8 | 231.9 | 211.7 | Flat | N | District heating | Natural gas | 182086.176 | 119.4603 | 94470.3723 | 87615.8037 | 160328.5689 | 21757.6071 | 178621.8887 | 3464.2873 | 180131.9522 | 1954.2238 | 114791.9219 | 67294.2541 | 75.3109 | 63.04% | 72.5213 | 34.8956 | 8.6656 | 1.3798 | 0.77833 | 45.7193 | 26.802 | 2.4726 | 1.1897 | 0.29545 | 0.047042 | 0.026536 | 1.5588 | 0.91379 | 0.13447 | 0.064706 | 0.016068 | 0.0025584 | 0.0014432 | 0.084775 | 0.049698 | 93111.2 | 17994.5 | 6135 | 8468 | 125708.7 | 1.48 | 1.3624 | 0.85 | 2.33 | 0.21631 | 0.20657 | 1.1 | 0.40124 | 6181.64 | 9 | 1978.1248 | 29.2 | 4945.312 | 158.0061 | 81.9771 | 139.1258 | 154.9999 | 156.3103 | 182086.176 | 94470.3723 | 160328.5689 | 178621.8887 | 180131.9522
107 | Elektrenai | Šarkinės gatve 23 | 198.8 | 795.2 | 56.4 | Basement | 5 | 17.5 | 823.6 | N | 163.4 | 120.9 | 198.8 | Flat | N | District heating | Natural gas | 116275.6699 | 146.2219 | 65901.2313 | 50374.4387 | 95843.8688 | 20431.8011 | 112675.8604 | 3599.8095 | 114440.5273 | 1835.1426 | 76241.1919 | 40034.478 | 95.8768 | 65.57% | 46.3103 | 20.0631 | 8.1376 | 1.4337 | 0.7309 | 30.3653 | 15.9449 | 1.5789 | 0.68404 | 0.27744 | 0.048882 | 0.024919 | 1.0353 | 0.54363 | 0.085871 | 0.037202 | 0.015089 | 0.0026585 | 0.0013553 | 0.056305 | 0.029566 | 53534 | 16898 | 6375 | 7952 | 84759 | 1.48 | 1.5552 | 0.85 | 2.33 | 0.21631 | 0.20657 | 1.1 | 0.40124 | 3479 | 5 | 1113.28 | 17.5 | 2783.2 | 100.8987 | 57.1861 | 83.1689 | 97.775 | 99.3063 | 116275.6699 | 65901.2313 | 95843.8688 | 112675.8604 | 114440.5273
108 | Elektrenai | Šarkinės gatve 25 | 480.2 | 1920.8 | 91.2 | Ground | 5 | 17.5 | 1292.6 | N | 303.4 | 272.9 | 480.2 | Flat | N | District heating | Natural gas | 217210.8894 | 113.0836 | 138150.6667 | 79060.2227 | 167858.0177 | 49352.8718 | 214627.4967 | 2583.3927 | 217210.8894 | 0 | 130996.4872 | 86214.4023 | 68.1989 | 60.31% | 86.5108 | 31.4881 | 19.6563 | 1.0289 | 0 | 52.1733 | 34.3375 | 2.9495 | 1.0736 | 0.67016 | 0.03508 | 0 | 1.7788 | 1.1707 | 0.16041 | 0.058387 | 0.036448 | 0.0019079 | 0 | 0.096743 | 0.063671 | 84019 | 40817 | 4575 | 0 | 129411 | 1.48 | 1.2759 | 0.57 | 2.33 | 0.21631 | 0.20657 | 1.1 | 0.57 | 8403.5 | 5 | 2689.12 | 17.5 | 6722.8 | 188.4857 | 119.8808 | 145.6595 | 186.2439 | 188.4857 | 217210.8894 | 138150.6667 | 167858.0177 | 214627.4967 | 217210.8894
109 | Elektrenai | Šarkinės gatve 27 | 478.1 | 1912.4 | 90.8 | Ground | 5 | 17.5 | 1318.9 | N | 270.1 | 270.1 | 478.1 | Flat | N | District heating | Natural gas | 214275.491 | 112.0453 | 133606.6625 | 80668.8285 | 165138.4482 | 49137.0429 | 214275.491 | 0 | 214275.491 | 0 | 129805.8714 | 84469.6197 | 67.8759 | 60.58% | 85.3416 | 32.1288 | 19.5703 | 0 | 0 | 51.6991 | 33.6426 | 2.9097 | 1.0954 | 0.66723 | 0 | 0 | 1.7626 | 1.147 | 0.15825 | 0.059575 | 0.036288 | 0 | 0 | 0.095863 | 0.062382 | 85728.5 | 40638.5 | 0,00 | 0 | 126367 | 1.48 | 1.1 | 0.57 | 2.33 | 0.21631 | 0.20657 | 1.1 | 0.57 | 8366.75 | 5 | 2677.36 | 17.5 | 6693.4 | 185.9385 | 115.9377 | 143.2996 | 185.9385 | 185.9385 | 214275.491 | 133606.6625 | 165138.4482 | 214275.491 | 214275.491
110 | Elektrenai | Taikos gatve 1 | 813.1 | 3252.4 | 149.6 | Basement | 5 | 17.5 | 2199.1 | N | 418.9 | 138.2 | 813.1 | Flat | N | District heating | Natural gas | 387573.6028 | 119.1654 | 253068.4691 | 134505.1337 | 304006.7139 | 83566.8888 | 363797.9198 | 23775.683 | 380067.7955 | 7505.8072 | 249353.5127 | 138220.09 | 76.6675 | 64.34% | 154.3628 | 53.5707 | 33.283 | 9.4694 | 2.9894 | 99.3125 | 55.0503 | 5.2629 | 1.8264 | 1.1348 | 0.32285 | 0.10192 | 3.386 | 1.8769 | 0.28623 | 0.099334 | 0.061715 | 0.017559 | 0.0055431 | 0.18415 | 0.10208 | 142941.5 | 69113.5 | 42105 | 32524 | 286684 | 1.48 | 2.2727 | 0.85 | 2.33 | 0.21631 | 0.20657 | 1.1 | 0.40124 | 14229.25 | 5 | 4553.36 | 17.5 | 11383.4 | 336.3186 | 219.6012 | 263.8031 | 315.6872 | 329.8054 | 387573.6028 | 253068.4691 | 304006.7139 | 363797.9198 | 380067.7955
111 | Elektrenai | Taikos gatve 3 | 831.8 | 3327.2 | 142 | Basement | 5 | 17.5 | 2062.5 | N | 422.5 | 274.6 | 831.8 | Flat | N | District heating | Natural gas | 370962.7729 | 111.494 | 244812.6032 | 126150.1697 | 285473.9792 | 85488.7937 | 358435.4358 | 12527.3371 | 363284.3441 | 7678.4288 | 231844.7292 | 139118.0436 | 69.6816 | 62.5% | 147.7471 | 50.2431 | 34.0485 | 4.9894 | 3.0582 | 92.3391 | 55.4079 | 5.0373 | 1.713 | 1.1609 | 0.17011 | 0.10427 | 3.1482 | 1.8891 | 0.27396 | 0.093164 | 0.063135 | 0.0092516 | 0.0056706 | 0.17122 | 0.10274 | 134062.5 | 70703 | 22185 | 33272 | 260222.5 | 1.48 | 1.7126 | 0.85 | 2.33 | 0.21631 | 0.20657 | 1.1 | 0.40124 | 14556.5 | 5 | 4658.08 | 17.5 | 11645.2 | 321.9045 | 212.4372 | 247.7213 | 311.0339 | 315.2415 | 370962.7729 | 244812.6032 | 285473.9792 | 358435.4358 | 363284.3441
112 | Elektrenai | Taikos gatve 4 | 870.5 | 3482 | 142.8 | Basement | 5 | 17.5 | 2074.2 | N | 424.8 | 148.8 | 870.5 | Flat | N | District heating | Natural gas | 391529.5978 | 112.4439 | 264663.8126 | 126865.7852 | 302063.3861 | 89466.2117 | 368152.0114 | 23377.5864 | 383493.9254 | 8035.6724 | 247745.2557 | 143784.3421 | 71.1503 | 63.28% | 155.9384 | 50.5281 | 35.6326 | 9.3108 | 3.2004 | 98.672 | 57.2664 | 5.3166 | 1.7227 | 1.2149 | 0.31744 | 0.10912 | 3.3641 | 1.9524 | 0.28915 | 0.093692 | 0.066072 | 0.017265 | 0.0059345 | 0.18296 | 0.10619 | 134823 | 73992.5 | 41400 | 34820 | 285035.5 | 1.48 | 2.237 | 0.85 | 2.33 | 0.21631 | 0.20657 | 1.1 | 0.40124 | 15233.75 | 5 | 4874.8 | 17.5 | 12187 | 339.7515 | 229.6631 | 262.1168 | 319.4655 | 332.7785 | 391529.5978 | 264663.8126 | 302063.3861 | 368152.0114 | 383493.9254
113 | Elektrenai | Taikos gatve 5 | 908.9 | 3635.6 | 141.8 | Basement | 5 | 17.5 | 2034.8 | N | 446.7 | 290.4 | 908.9 | Flat | N | District heating | Natural gas | 388422.6052 | 106.8387 | 263966.6705 | 124455.9347 | 295009.8082 | 93412.797 | 375183.7764 | 13238.8288 | 380032.4586 | 8390.1466 | 239497.7072 | 148924.8981 | 65.8757 | 61.66% | 154.701 | 49.5683 | 37.2044 | 5.2728 | 3.3416 | 95.3871 | 59.3138 | 5.2744 | 1.69 | 1.2685 | 0.17977 | 0.11393 | 3.2521 | 2.0223 | 0.28686 | 0.091912 | 0.068987 | 0.0097771 | 0.0061962 | 0.17687 | 0.10998 | 132262 | 77256.5 | 23445 | 36356 | 269319.5 | 1.48 | 1.7123 | 0.85 | 2.33 | 0.21631 | 0.20657 | 1.1 | 0.40124 | 15905.75 | 5 | 5089.84 | 17.5 | 12724.6 | 337.0554 | 229.0582 | 255.996 | 325.5673 | 329.7748 | 388422.6052 | 263966.6705 | 295009.8082 | 375183.7764 | 380032.4586
114 | Elektrenai | Taikos gatve 9 | 261.9 | 1047.6 | 64.8 | Basement | 5 | 17.5 | 929.9 | N | 204.1 | 183.8 | 261.9 | Flat | N | District heating | Natural gas | 138453.4106 | 132.1625 | 81577.2686 | 56876.142 | 111536.4653 | 26916.9453 | 136733.9722 | 1719.4384 | 136035.7856 | 2417.625 | 87930.1507 | 50523.2599 | 83.9349 | 63.51% | 55.1432 | 22.6526 | 10.7205 | 0.68482 | 0.96289 | 35.0208 | 20.1224 | 1.8801 | 0.77232 | 0.36551 | 0.023348 | 0.032829 | 1.194 | 0.68606 | 0.10225 | 0.042004 | 0.019879 | 0.0012698 | 0.0017855 | 0.064938 | 0.037312 | 60443.5 | 22261.5 | 3045 | 10476 | 96226 | 1.48 | 1.2741 | 0.85 | 2.33 | 0.21631 | 0.20657 | 1.1 | 0.40124 | 4583.25 | 5 | 1466.64 | 17.5 | 3666.6 | 120.1435 | 70.789 | 96.7862 | 118.6515 | 118.0456 | 138453.4106 | 81577.2686 | 111536.4653 | 136733.9722 | 136035.7856
115 | Elektrenai | Taikos gatve 11 | 257.6 | 1030.4 | 97.8 | Basement | 5 | 17.5 | 1420.7 | N | 290.8 | 247.2 | 257.6 | Flat | N | District heating | Natural gas | 179227.6139 | 173.9398 | 92332.3188 | 86895.2951 | 152752.6039 | 26475.0099 | 175534.6328 | 3692.981 | 176849.6826 | 2377.9313 | 119441.2173 | 59786.3965 | 115.9173 | 66.64% | 71.3828 | 34.6087 | 10.5445 | 1.4708 | 0.94708 | 47.571 | 23.8117 | 2.4337 | 1.18 | 0.3595 | 0.050147 | 0.03229 | 1.6219 | 0.81184 | 0.13236 | 0.064173 | 0.019552 | 0.0027273 | 0.0017561 | 0.088209 | 0.044153 | 92345.5 | 21896 | 6540 | 10304 | 131085.5 | 1.48 | 1.3624 | 0.85 | 2.33 | 0.21631 | 0.20657 | 1.1 | 0.40124 | 4508 | 5 | 1442.56 | 17.5 | 3606.4 | 155.5255 | 80.1218 | 132.5517 | 152.3209 | 153.4621 | 179227.6139 | 92332.3188 | 152752.6039 | 175534.6328 | 176849.6826
116 | Elektrenai | Trakų gatve 1 | 370.2 | 2665.44 | 77 | Basement | 9 | 29.2 | 1866.1 | Y | 382.3 | 382.3 | 370.2 | Flat | Y | District heating | Natural gas | 112466.3713 | 42.1943 | 112466.3713 | 0 | 110656.7925 | 1809.5788 | 112466.3713 | 0 | 109049.0182 | 3417.3531 | 5226.932 | 107239.4393 | 1.961 | 4.648% | 44.7931 | 0 | 0.72072 | 0 | 1.3611 | 2.0818 | 42.7113 | 1.5272 | 0 | 0.024572 | 0 | 0.046404 | 0.070977 | 1.4562 | 0.083058 | 0 | 0.0013364 | 0 | 0.0025238 | 0.0038602 | 0.079198 | 0 | 31467 | 0,00 | 14808 | 46275 | 0.25 | 1.1 | 0.85 | 0.21 | 0.25 | 0.10901 | 1.1 | 0.40124 | 10809.84 | 9 | 3459.1488 | 29.2 | 8647.872 | 97.5932 | 97.5932 | 96.0229 | 97.5932 | 94.6277 | 112466.3713 | 112466.3713 | 110656.7925 | 112466.3713 | 109049.0182
117 | Elektrenai | Trakų gatve 2 | 282.73 | 1130.92 | 82.6 | Basement | 5 | 17.5 | 1214.2 | Y | 231.3 | 231.3 | 282.73 | Flat | Y | District heating | Natural gas | 61964.5117 | 54.7912 | 61964.5117 | 0 | 60582.496 | 1382.0157 | 61964.5117 | 0 | 59354.6029 | 2609.9088 | 3991.9246 | 57972.5872 | 3.5298 | 6.442% | 24.6792 | 0 | 0.55043 | 0 | 1.0395 | 1.5899 | 23.0893 | 0.84142 | 0 | 0.018766 | 0 | 0.03544 | 0.054206 | 0.78721 | 0.045762 | 0 | 0.0010206 | 0 | 0.0019275 | 0.0029481 | 0.042814 | 0 | 24032.05 | 0,00 | 11309.2 | 35341.25 | 0.25 | 1.1 | 0.85 | 0.21 | 0.25 | 0.10901 | 1.1 | 0.40124 | 4947.775 | 5 | 1583.288 | 17.5 | 3958.22 | 53.77 | 53.77 | 52.5707 | 53.77 | 51.5052 | 61964.5117 | 61964.5117 | 60582.496 | 61964.5117 | 59354.6029
118 | Elektrenai | Trakų gatve 3 | 336.7 | 1346.8 | 73.4 | Basement | 5 | 17.5 | 1066.1 | Y | 218.4 | 218.4 | 336.7 | Flat | Y | District heating | Natural gas | 66158.7248 | 49.1229 | 66158.7248 | 0 | 64512.8977 | 1645.8271 | 66158.7248 | 0 | 63050.6135 | 3108.1113 | 4753.9384 | 61404.7864 | 3.5298 | 7.186% | 26.3497 | 0 | 0.6555 | 0 | 1.2379 | 1.8934 | 24.4563 | 0.89837 | 0 | 0.022349 | 0 | 0.042205 | 0.064554 | 0.83382 | 0.048859 | 0 | 0.0012155 | 0 | 0.0022954 | 0.0035109 | 0.045348 | 0 | 28619.5 | 0,00 | 13468 | 42087.5 | 0.25 | 1.1 | 0.85 | 0.21 | 0.25 | 0.10901 | 1.1 | 0.40124 | 5892.25 | 5 | 1885.52 | 17.5 | 4713.8 | 57.4095 | 57.4095 | 55.9813 | 57.4095 | 54.7124 | 66158.7248 | 66158.7248 | 64512.8977 | 66158.7248 | 63050.6135
119 | Elektrenai | Trakų gatve 4 | 249.6 | 998.4 | 76.8 | Ground | 5 | 17.5 | 1191.6 | Y | 152.4 | 152.4 | 249.6 | Flat | Y | District heating | Natural gas | 51956.4002 | 52.0397 | 51956.4002 | 0 | 50736.3276 | 1220.0726 | 51956.4002 | 0 | 51956.4002 | 0 | 1220.0726 | 50736.3276 | 1.222 | 2.348% | 20.6932 | 0 | 0.48593 | 0 | 0 | 0.48593 | 20.2073 | 0.70552 | 0 | 0.016567 | 0 | 0 | 0.016567 | 0.68895 | 0.038371 | 0 | 0.00090104 | 0 | 0 | 0.00090104 | 0.03747 | 0 | 21216 | 0,00 | 0 | 21216 | 0.25 | 1.1 | 0.57 | 0.21 | 0.25 | 0.10901 | 1.1 | 0.57 | 4368 | 5 | 1397.76 | 17.5 | 3494.4 | 45.0854 | 45.0854 | 44.0267 | 45.0854 | 45.0854 | 51956.4002 | 51956.4002 | 50736.3276 | 51956.4002 | 51956.4002
120 | Elektrenai | Trakų gatve 5 | 310.8 | 1243.2 | 70.6 | Basement | 5 | 17.5 | 1013.1 | Y | 222.4 | 222.4 | 310.8 | Flat | Y | District heating | Natural gas | 62528.0013 | 50.296 | 62528.0013 | 0 | 61008.7763 | 1519.225 | 62528.0013 | 0 | 59658.9755 | 2869.0258 | 4388.2508 | 58139.7505 | 3.5298 | 7.018% | 24.9037 | 0 | 0.60508 | 0 | 1.1427 | 1.7478 | 23.1559 | 0.84907 | 0 | 0.02063 | 0 | 0.038959 | 0.059588 | 0.78948 | 0.046178 | 0 | 0.001122 | 0 | 0.0021188 | 0.0032408 | 0.042937 | 0 | 26418 | 0,00 | 12432 | 38850 | 0.25 | 1.1 | 0.85 | 0.21 | 0.25 | 0.10901 | 1.1 | 0.40124 | 5439 | 5 | 1740.48 | 17.5 | 4351.2 | 54.2589 | 54.2589 | 52.9406 | 54.2589 | 51.7693 | 62528.0013 | 62528.0013 | 61008.7763 | 62528.0013 | 59658.9755
121 | Elektrenai | Trakų gatve 7 | 340.8 | 2453.76 | 74 | Basement | 9 | 29.2 | 1815.1 | Y | 345.7 | 345.7 | 340.8 | Flat | Y | District heating | Natural gas | 104378.6388 | 42.5382 | 104378.6388 | 0 | 102712.7704 | 1665.8683 | 104378.6388 | 0 | 101232.68 | 3145.9588 | 4811.8271 | 99566.8116 | 1.961 | 4.61% | 41.5719 | 0 | 0.66348 | 0 | 1.253 | 1.9165 | 39.6555 | 1.4174 | 0 | 0.022621 | 0 | 0.042719 | 0.06534 | 1.352 | 0.077085 | 0 | 0.0012303 | 0 | 0.0023233 | 0.0035536 | 0.073532 | 0 | 28968 | 0,00 | 13632 | 42600 | 0.25 | 1.1 | 0.85 | 0.21 | 0.25 | 0.10901 | 1.1 | 0.40124 | 9951.36 | 9 | 3184.4352 | 29.2 | 7961.088 | 90.575 | 90.575 | 89.1294 | 90.575 | 87.8451 | 104378.6388 | 104378.6388 | 102712.7704 | 104378.6388 | 101232.68
122 | Elektrenai | Trakų gatve 8 | 782.55 | 3130.2 | 205.8 | Basement | 5 | 17.5 | 3436.9 | Y | 164.6 | 164.6 | 782.55 | Flat | Y | District heating | Natural gas | 147108.1422 | 46.9964 | 147108.1422 | 0 | 143282.9507 | 3825.1915 | 147108.1422 | 0 | 139884.345 | 7223.7971 | 11048.9887 | 136059.1535 | 3.5298 | 7.511% | 58.5902 | 0 | 1.5235 | 0 | 2.8771 | 4.4006 | 54.1896 | 1.9976 | 0 | 0.051942 | 0 | 0.098092 | 0.15003 | 1.8475 | 0.10864 | 0 | 0.002825 | 0 | 0.0053349 | 0.0081598 | 0.10048 | 0 | 66516.75 | 0,00 | 31302 | 97818.75 | 0.25 | 1.1 | 0.85 | 0.21 | 0.25 | 0.10901 | 1.1 | 0.40124 | 13694.625 | 5 | 4382.28 | 17.5 | 10955.7 | 127.6537 | 127.6537 | 124.3344 | 127.6537 | 121.3852 | 147108.1422 | 147108.1422 | 143282.9507 | 147108.1422 | 139884.345
123 | Elektrenai | Trakų gatve 9 | 351.4 | 1405.6 | 75 | Basement | 5 | 17.5 | 1089.3 | Y | 223.2 | 223.2 | 351.4 | Flat | Y | District heating | Natural gas | 68512.5707 | 48.7426 | 68512.5707 | 0 | 66794.8883 | 1717.6823 | 68512.5707 | 0 | 65268.7622 | 3243.8085 | 4961.4908 | 63551.0799 | 3.5298 | 7.242% | 27.2872 | 0 | 0.68412 | 0 | 1.2919 | 1.9761 | 25.3111 | 0.93033 | 0 | 0.023324 | 0 | 0.044048 | 0.067372 | 0.86296 | 0.050598 | 0 | 0.0012685 | 0 | 0.0023956 | 0.0036641 | 0.046933 | 0 | 29869 | 0,00 | 14056 | 43925 | 0.25 | 1.1 | 0.85 | 0.21 | 0.25 | 0.10901 | 1.1 | 0.40124 | 6149.5 | 5 | 1967.84 | 17.5 | 4919.6 | 59.4521 | 59.4521 | 57.9615 | 59.4521 | 56.6372 | 68512.5707 | 68512.5707 | 66794.8883 | 68512.5707 | 65268.7622
124 | Elektrenai | Trakų gatve 10 | 290.01 | 1160.04 | 82.4 | Basement | 5 | 17.5 | 1211.3 | Y | 230.7 | 196.1 | 290.01 | Flat | Y | District heating | Natural gas | 65728.2725 | 56.6604 | 65728.2725 | 0 | 64310.6713 | 1417.6012 | 62797.604 | 2930.6684 | 63051.1612 | 2677.1112 | 7025.3809 | 58702.8916 | 6.0562 | 10.69% | 26.1783 | 0 | 0.5646 | 1.1672 | 1.0662 | 2.7981 | 23.3802 | 0.89253 | 0 | 0.01925 | 0.039796 | 0.036353 | 0.095398 | 0.79713 | 0.048541 | 0 | 0.0010469 | 0.0021643 | 0.0019771 | 0.0051883 | 0.043353 | 0 | 24650.85 | 5190 | 11600.4 | 41441.25 | 0.25 | 1.3625 | 0.85 | 0.21 | 0.25 | 0.10901 | 1.1 | 0.40124 | 5075.175 | 5 | 1624.056 | 17.5 | 4060.14 | 57.036 | 57.036 | 55.8059 | 54.4929 | 54.7129 | 65728.2725 | 65728.2725 | 64310.6713 | 62797.604 | 63051.1612
125 | Elektrenai | Trakų gatve 11 | 327.5 | 1310 | 72.4 | Basement | 5 | 17.5 | 1062.8 | Y | 204.2 | 204.2 | 327.5 | Flat | Y | District heating | Natural gas | 64225.25 | 49.0269 | 64225.25 | 0 | 62624.3935 | 1600.8565 | 64225.25 | 0 | 61202.0648 | 3023.1852 | 4624.0416 | 59601.2083 | 3.5298 | 7.2% | 25.5796 | 0 | 0.63759 | 0 | 1.2041 | 1.8417 | 23.738 | 0.87212 | 0 | 0.021738 | 0 | 0.041052 | 0.06279 | 0.80933 | 0.047431 | 0 | 0.0011823 | 0 | 0.0022327 | 0.0034149 | 0.044016 | 0 | 27837.5 | 0,00 | 13100 | 40937.5 | 0.25 | 1.1 | 0.85 | 0.21 | 0.25 | 0.10901 | 1.1 | 0.40124 | 5731.25 | 5 | 1834 | 17.5 | 4585 | 55.7317 | 55.7317 | 54.3426 | 55.7317 | 53.1084 | 64225.25 | 64225.25 | 62624.3935 | 64225.25 | 61202.0648
126 | Elektrenai | Trakų gatve 12 | 388.7 | 1554.8 | 79.6 | Basement | 5 | 17.5 | 1170.1 | Y | 222.9 | 222.9 | 388.7 | Flat | Y | District heating | Natural gas | 74086.2112 | 47.65 | 74086.2112 | 0 | 72186.2023 | 1900.0089 | 74086.2112 | 0 | 70498.0827 | 3588.1285 | 5488.1374 | 68598.0738 | 3.5298 | 7.408% | 29.5071 | 0 | 0.75674 | 0 | 1.4291 | 2.1858 | 27.3212 | 1.006 | 0 | 0.0258 | 0 | 0.048723 | 0.074524 | 0.93149 | 0.054714 | 0 | 0.0014032 | 0 | 0.0026499 | 0.0040531 | 0.050661 | 0 | 33039.5 | 0,00 | 15548 | 48587.5 | 0.25 | 1.1 | 0.85 | 0.21 | 0.25 | 0.10901 | 1.1 | 0.40124 | 6802.25 | 5 | 2176.72 | 17.5 | 5441.8 | 64.2886 | 64.2886 | 62.6399 | 64.2886 | 61.175 | 74086.2112 | 74086.2112 | 72186.2023 | 74086.2112 | 70498.0827
127 | Elektrenai | Trakų gatve 13 | 310.4 | 1241.6 | 70.8 | Basement | 5 | 17.5 | 1015.9 | N | 223.1 | 200.8 | 310.4 | Flat | N | District heating | Natural gas | 156768.1422 | 126.263 | 94631.9205 | 62136.2218 | 124866.5775 | 31901.5647 | 154879.301 | 1888.8412 | 153902.8089 | 2865.3334 | 98791.9611 | 57976.1811 | 79.5683 | 63.02% | 62.4376 | 24.7476 | 12.7058 | 0.75229 | 1.1412 | 39.3469 | 23.0908 | 2.1288 | 0.84375 | 0.43319 | 0.025649 | 0.038908 | 1.3415 | 0.78726 | 0.11578 | 0.045888 | 0.02356 | 0.0013949 | 0.0021161 | 0.072959 | 0.042816 | 66033.5 | 26384 | 3345 | 12416 | 108178.5 | 1.48 | 1.2749 | 0.85 | 2.33 | 0.21631 | 0.20657 | 1.1 | 0.40124 | 5432 | 5 | 1738.24 | 17.5 | 4345.6 | 136.0362 | 82.1173 | 108.3535 | 134.3972 | 133.5498 | 156768.1422 | 94631.9205 | 124866.5775 | 154879.301 | 153902.8089
128 | Elektrenai | Trakų gatve 14 | 331.3 | 1325.2 | 72.8 | Basement | 5 | 17.5 | 1044.7 | N | 229.3 | 171.9 | 331.3 | Flat | N | District heating | Natural gas | 166862.9902 | 125.9153 | 102965.2533 | 63897.7369 | 132813.4142 | 34049.576 | 162001.1298 | 4861.8604 | 163804.7268 | 3058.2634 | 105867.4366 | 60995.5536 | 79.8879 | 63.45% | 66.4582 | 25.4492 | 13.5613 | 1.9364 | 1.218 | 42.1649 | 24.2933 | 2.2658 | 0.86767 | 0.46236 | 0.066019 | 0.041528 | 1.4376 | 0.82826 | 0.12323 | 0.047189 | 0.025146 | 0.0035906 | 0.0022586 | 0.078185 | 0.045046 | 67905.5 | 28160.5 | 8610 | 13252 | 117928 | 1.48 | 1.5381 | 0.85 | 2.33 | 0.21631 | 0.20657 | 1.1 | 0.40124 | 5797.75 | 5 | 1855.28 | 17.5 | 4638.2 | 144.7961 | 89.3485 | 115.2494 | 140.5772 | 142.1422 | 166862.9902 | 102965.2533 | 132813.4142 | 162001.1298 | 163804.7268
129 | Elektrenai | Trakų gatve 15 | 355.4 | 1421.6 | 76.2 | Basement | 5 | 17.5 | 1106.8 | Y | 226.7 | 226.7 | 355.4 | Flat | Y | District heating | Natural gas | 69405.2427 | 48.8219 | 69405.2427 | 0 | 67668.008 | 1737.2348 | 69405.2427 | 0 | 66124.5099 | 3280.7329 | 5017.9676 | 64387.2751 | 3.5298 | 7.23% | 27.6427 | 0 | 0.69191 | 0 | 1.3067 | 1.9986 | 25.6442 | 0.94245 | 0 | 0.02359 | 0 | 0.044549 | 0.068139 | 0.87432 | 0.051257 | 0 | 0.001283 | 0 | 0.0024229 | 0.0037058 | 0.047551 | 0 | 30209 | 0,00 | 14216 | 44425 | 0.25 | 1.1 | 0.85 | 0.21 | 0.25 | 0.10901 | 1.1 | 0.40124 | 6219.5 | 5 | 1990.24 | 17.5 | 4975.6 | 60.2267 | 60.2267 | 58.7192 | 60.2267 | 57.3798 | 69405.2427 | 69405.2427 | 67668.008 | 69405.2427 | 66124.5099
130 | Elektrenai | Trakų gatve 16 | 848.1 | 3392.4 | 203.4 | Basement | 5 | 17.5 | 3369.8 | Y | 189.7 | 189.7 | 848.1 | Flat | Y | District heating | Natural gas | 155737.421 | 45.9077 | 155737.421 | 0 | 151591.8138 | 4145.6072 | 155737.421 | 0 | 147908.5253 | 7828.8957 | 11974.5029 | 143762.918 | 3.5298 | 7.689% | 62.0271 | 0 | 1.6511 | 0 | 3.1181 | 4.7692 | 57.2579 | 2.1148 | 0 | 0.056293 | 0 | 0.10631 | 0.1626 | 1.9522 | 0.11501 | 0 | 0.0030616 | 0 | 0.0057818 | 0.0088433 | 0.10617 | 0 | 72088.5 | 0,00 | 33924 | 106012.5 | 0.25 | 1.1 | 0.85 | 0.21 | 0.25 | 0.10901 | 1.1 | 0.40124 | 14841.75 | 5 | 4749.36 | 17.5 | 11873.4 | 135.1418 | 135.1418 | 131.5444 | 135.1418 | 128.3483 | 155737.421 | 155737.421 | 151591.8138 | 155737.421 | 147908.5253
131 | Elektrenai | Trakų gatve 17 | 397.3 | 1589.2 | 80.4 | Basement | 5 | 17.5 | 1167.8 | N | 239.2 | 191.4 | 397.3 | Flat | N | District heating | Natural gas | 190327.7222 | 119.7632 | 118900.7316 | 71426.9906 | 149494.9527 | 40832.7696 | 186278.9953 | 4048.7269 | 186660.2063 | 3667.5159 | 119976.0031 | 70351.7192 | 75.4946 | 63.04% | 75.8037 | 28.4479 | 16.2629 | 1.6125 | 1.4607 | 47.784 | 28.0197 | 2.5845 | 0.96991 | 0.55447 | 0.054978 | 0.049801 | 1.6292 | 0.95531 | 0.14056 | 0.05275 | 0.030156 | 0.00299 | 0.0027085 | 0.088604 | 0.051956 | 75907 | 33770.5 | 7170 | 15892 | 132739.5 | 1.48 | 1.4497 | 0.85 | 2.33 | 0.21631 | 0.20657 | 1.1 | 0.40124 | 6952.75 | 5 | 2224.88 | 17.5 | 5562.2 | 165.1577 | 103.1766 | 129.7249 | 161.6444 | 161.9752 | 190327.7222 | 118900.7316 | 149494.9527 | 186278.9953 | 186660.2063
132 | Elektrenai | Trakų gatve 18 | 312.7 | 1250.8 | 71 | Basement | 5 | 17.5 | 1043.8 | Y | 198.7 | 198.7 | 312.7 | Flat | Y | District heating | Natural gas | 61872.592 | 49.4664 | 61872.592 | 0 | 60344.0795 | 1528.5124 | 61872.592 | 0 | 58986.0271 | 2886.5649 | 4415.0773 | 57457.5146 | 3.5298 | 7.136% | 24.6426 | 0 | 0.60878 | 0 | 1.1497 | 1.7584 | 22.8842 | 0.84017 | 0 | 0.020756 | 0 | 0.039197 | 0.059952 | 0.78022 | 0.045694 | 0 | 0.0011288 | 0 | 0.0021318 | 0.0032606 | 0.042433 | 0 | 26579.5 | 0,00 | 12508 | 39087.5 | 0.25 | 1.1 | 0.85 | 0.21 | 0.25 | 0.10901 | 1.1 | 0.40124 | 5472.25 | 5 | 1751.12 | 17.5 | 4377.8 | 53.6902 | 53.6902 | 52.3638 | 53.6902 | 51.1854 | 61872.592 | 61872.592 | 60344.0795 | 61872.592 | 58986.0271
133 | Elektrenai | Trakų gatve 19 | 328.4 | 1313.6 | 72.6 | Basement | 5 | 17.5 | 1067.3 | Y | 203.2 | 182.9 | 328.4 | Flat | Y | District heating | Natural gas | 66057.1779 | 50.2871 | 66057.1779 | 0 | 64451.9221 | 1605.2558 | 64337.7395 | 1719.4384 | 63025.6847 | 3031.4932 | 6356.1873 | 59700.9906 | 4.8388 | 9.622% | 26.3093 | 0 | 0.63934 | 0.68482 | 1.2074 | 2.5315 | 23.7777 | 0.89699 | 0 | 0.021798 | 0.023348 | 0.041165 | 0.086311 | 0.81068 | 0.048784 | 0 | 0.0011855 | 0.0012698 | 0.0022388 | 0.0046941 | 0.04409 | 0 | 27914 | 3045 | 13136 | 44095 | 0.25 | 1.2748 | 0.85 | 0.21 | 0.25 | 0.10901 | 1.1 | 0.40124 | 5747 | 5 | 1839.04 | 17.5 | 4597.6 | 57.3214 | 57.3214 | 55.9284 | 55.8293 | 54.6908 | 66057.1779 | 66057.1779 | 64451.9221 | 64337.7395 | 63025.6847
134 | Elektrenai | Trakų gatve 20 | 315.6 | 1262.4 | 71.2 | Basement | 5 | 17.5 | 1034.2 | Y | 211.8 | 211.8 | 315.6 | Flat | Y | District heating | Natural gas | 62812.4528 | 49.7564 | 62812.4528 | 0 | 61269.7649 | 1542.6879 | 62812.4528 | 0 | 59899.1177 | 2913.3351 | 4456.023 | 58356.4298 | 3.5298 | 7.094% | 25.0169 | 0 | 0.61442 | 0 | 1.1603 | 1.7747 | 23.2422 | 0.85293 | 0 | 0.020948 | 0 | 0.03956 | 0.060508 | 0.79242 | 0.046388 | 0 | 0.0011393 | 0 | 0.0021515 | 0.0032908 | 0.043097 | 0 | 26826 | 0,00 | 12624 | 39450 | 0.25 | 1.1 | 0.85 | 0.21 | 0.25 | 0.10901 | 1.1 | 0.40124 | 5523 | 5 | 1767.36 | 17.5 | 4418.4 | 54.5058 | 54.5058 | 53.1671 | 54.5058 | 51.9777 | 62812.4528 | 62812.4528 | 61269.7649 | 62812.4528 | 59899.1177
135 | Elektrenai | Trakų gatve 21 | 515.2 | 2060.8 | 96.4 | Basement | 5 | 17.5 | 1400.1 | N | 286.9 | 286.9 | 515.2 | Flat | N | District heating | Natural gas | 232134.2702 | 112.6428 | 146498.9477 | 85635.3225 | 179184.2504 | 52950.0198 | 232134.2702 | 0 | 227378.4076 | 4755.8626 | 143341.2049 | 88793.0653 | 69.5561 | 61.75% | 92.4544 | 34.1068 | 21.0889 | 0 | 1.8942 | 57.0899 | 35.3645 | 3.1522 | 1.1628 | 0.71901 | 0 | 0.06458 | 1.9464 | 1.2057 | 0.17143 | 0.063243 | 0.039104 | 0 | 0.0035123 | 0.10586 | 0.065575 | 91006.5 | 43792 | 0,00 | 20608 | 155406.5 | 1.48 | 1.1 | 0.85 | 2.33 | 0.21631 | 0.20657 | 1.1 | 0.40124 | 9016 | 5 | 2885.12 | 17.5 | 7212.8 | 201.4355 | 127.1251 | 155.4879 | 201.4355 | 197.3086 | 232134.2702 | 146498.9477 | 179184.2504 | 232134.2702 | 227378.4076
136 | Elektrenai | Trakų gatve 23 | 808 | 3232 | 244.48 | Basement | 5 | 17.5 | 4051.1 | Y | 227.3 | 204.5 | 808 | Flat | Y | District heating | Natural gas | 162956.2168 | 50.4196 | 162956.2168 | 0 | 159006.6228 | 3949.594 | 161025.0249 | 1931.1919 | 155497.4882 | 7458.7286 | 13339.5145 | 149616.7023 | 4.1273 | 8.186% | 64.9022 | 0 | 1.573 | 0.76916 | 2.9707 | 5.3129 | 59.5893 | 2.2128 | 0 | 0.053632 | 0.026224 | 0.10128 | 0.18114 | 2.0316 | 0.12035 | 0 | 0.0029168 | 0.0014262 | 0.0055084 | 0.0098514 | 0.11049 | 0 | 68680 | 3420 | 32320 | 104420 | 0.25 | 1.2755 | 0.85 | 0.21 | 0.25 | 0.10901 | 1.1 | 0.40124 | 14140 | 5 | 4524.8 | 17.5 | 11312 | 141.406 | 141.406 | 137.9787 | 139.7302 | 134.9336 | 162956.2168 | 162956.2168 | 159006.6228 | 161025.0249 | 155497.4882
137 | Elektrenai | Trakų gatve 25 | 318.01 | 1272.04 | 85.4 | Basement | 5 | 17.5 | 1255.3 | Y | 239.2 | 239.2 | 318.01 | Flat | Y | District heating | Natural gas | 67244.5889 | 52.8636 | 67244.5889 | 0 | 65690.1206 | 1554.4683 | 67244.5889 | 0 | 64309.0068 | 2935.582 | 4490.0503 | 62754.5386 | 3.5298 | 6.677% | 26.7822 | 0 | 0.61911 | 0 | 1.1692 | 1.7883 | 24.9939 | 0.91312 | 0 | 0.021108 | 0 | 0.039862 | 0.06097 | 0.85214 | 0.049661 | 0 | 0.001148 | 0 | 0.002168 | 0.003316 | 0.046345 | 0 | 27030.85 | 0,00 | 12720.4 | 39751.25 | 0.25 | 1.1 | 0.85 | 0.21 | 0.25 | 0.10901 | 1.1 | 0.40124 | 5565.175 | 5 | 1780.856 | 17.5 | 4452.14 | 58.3518 | 58.3518 | 57.0029 | 58.3518 | 55.8044 | 67244.5889 | 67244.5889 | 65690.1206 | 67244.5889 | 64309.0068
138 | Elektrenai | Trakų gatve 27 | 313.11 | 1252.44 | 79.8 | Basement | 5 | 17.5 | 1159.1 | Y | 237.4 | 237.4 | 313.11 | Flat | Y | District heating | Natural gas | 65378.8611 | 52.2012 | 65378.8611 | 0 | 63848.3445 | 1530.5165 | 65378.8611 | 0 | 62488.5114 | 2890.3497 | 4420.8662 | 60957.9949 | 3.5298 | 6.762% | 26.0391 | 0 | 0.60957 | 0 | 1.1512 | 1.7607 | 24.2784 | 0.88778 | 0 | 0.020783 | 0 | 0.039248 | 0.060031 | 0.82775 | 0.048283 | 0 | 0.0011303 | 0 | 0.0021346 | 0.0032649 | 0.045018 | 0 | 26614.35 | 0,00 | 12524.4 | 39138.75 | 0.25 | 1.1 | 0.85 | 0.21 | 0.25 | 0.10901 | 1.1 | 0.40124 | 5479.425 | 5 | 1753.416 | 17.5 | 4383.54 | 56.7328 | 56.7328 | 55.4047 | 56.7328 | 54.2247 | 65378.8611 | 65378.8611 | 63848.3445 | 65378.8611 | 62488.5114
139 | Elektrenai | Trakų gatve 29 | 290.08 | 1160.32 | 81.8 | Basement | 5 | 17.5 | 1202.6 | Y | 228.9 | 228.9 | 290.08 | Flat | Y | District heating | Natural gas | 62605.1538 | 53.9551 | 62605.1538 | 0 | 61187.2105 | 1417.9433 | 62605.1538 | 0 | 59927.3964 | 2677.7574 | 4095.7008 | 58509.453 | 3.5298 | 6.542% | 24.9344 | 0 | 0.56474 | 0 | 1.0665 | 1.6312 | 23.3031 | 0.85012 | 0 | 0.019254 | 0 | 0.036361 | 0.055616 | 0.7945 | 0.046235 | 0 | 0.0010472 | 0 | 0.0019776 | 0.0030247 | 0.04321 | 0 | 24656.8 | 0,00 | 11603.2 | 36260 | 0.25 | 1.1 | 0.85 | 0.21 | 0.25 | 0.10901 | 1.1 | 0.40124 | 5076.4 | 5 | 1624.448 | 17.5 | 4061.12 | 54.3259 | 54.3259 | 53.0955 | 54.3259 | 52.0023 | 62605.1538 | 62605.1538 | 61187.2105 | 62605.1538 | 59927.3964
140 | Elektrenai | Trakų gatve 31 | 791.78 | 3167.12 | 179.52 | Basement | 5 | 17.5 | 2898.8 | Y | 242.8 | 242.8 | 791.78 | Flat | Y | District heating | Natural gas | 145901.6944 | 46.0676 | 145901.6944 | 0 | 142031.3856 | 3870.3088 | 145901.6944 | 0 | 138592.6942 | 7309.0002 | 11179.309 | 134722.3854 | 3.5298 | 7.662% | 58.1097 | 0 | 1.5415 | 0 | 2.911 | 4.4525 | 53.6572 | 1.9812 | 0 | 0.052555 | 0 | 0.099249 | 0.1518 | 1.8294 | 0.10775 | 0 | 0.0028583 | 0 | 0.0053978 | 0.0082561 | 0.099494 | 0 | 67301.3 | 0,00 | 31671.2 | 98972.5 | 0.25 | 1.1 | 0.85 | 0.21 | 0.25 | 0.10901 | 1.1 | 0.40124 | 13856.15 | 5 | 4433.968 | 17.5 | 11084.92 | 126.6068 | 126.6068 | 123.2483 | 126.6068 | 120.2644 | 145901.6944 | 145901.6944 | 142031.3856 | 145901.6944 | 138592.6942
141 | Elektrenai | Trakų gatve 33 | 390.3 | 2810.16 | 81 | Basement | 9 | 29.2 | 1963.1 | Y | 402.1 | 402.1 | 390.3 | Flat | Y | District heating | Natural gas | 118469.5092 | 42.1576 | 118469.5092 | 0 | 116561.6794 | 1907.8299 | 118469.5092 | 0 | 114866.611 | 3602.8982 | 5510.7281 | 112958.7811 | 1.961 | 4.652% | 47.184 | 0 | 0.75985 | 0 | 1.435 | 2.1948 | 44.9892 | 1.6087 | 0 | 0.025906 | 0 | 0.048924 | 0.07483 | 1.5339 | 0.087491 | 0 | 0.001409 | 0 | 0.0026608 | 0.0040698 | 0.083422 | 0 | 33175.5 | 0,00 | 15612 | 48787.5 | 0.25 | 1.1 | 0.85 | 0.21 | 0.25 | 0.10901 | 1.1 | 0.40124 | 11396.76 | 9 | 3646.9632 | 29.2 | 9117.408 | 102.8024 | 102.8024 | 101.1469 | 102.8024 | 99.676 | 118469.5092 | 118469.5092 | 116561.6794 | 118469.5092 | 114866.611
142 | Elektrenai | Trakų gatve 35 | 539.6 | 2158.4 | 98.4 | Basement | 5 | 17.5 | 1429.3 | N | 292.7 | 204.9 | 539.6 | Flat | N | District heating | Natural gas | 247492.1264 | 114.6646 | 160070.8233 | 87421.3031 | 192034.3804 | 55457.7459 | 240055.3435 | 7436.7829 | 242511.0249 | 4981.1014 | 155296.9334 | 92195.193 | 71.95 | 62.75% | 98.5712 | 34.8182 | 22.0877 | 2.9619 | 1.9839 | 61.8517 | 36.7195 | 3.3607 | 1.1871 | 0.75306 | 0.10098 | 0.067638 | 2.1088 | 1.2519 | 0.18278 | 0.064562 | 0.040956 | 0.0054922 | 0.0036786 | 0.11469 | 0.068087 | 92904.5 | 45866 | 13170 | 21584 | 173524.5 | 1.48 | 1.6249 | 0.85 | 2.33 | 0.21631 | 0.20657 | 1.1 | 0.40124 | 9443 | 5 | 3021.76 | 17.5 | 7554.4 | 214.7623 | 138.9021 | 166.6387 | 208.309 | 210.44 | 247492.1264 | 160070.8233 | 192034.3804 | 240055.3435 | 242511.0249
143 | Elektrenai | Trakų gatve 37 | 447.6 | 1790.4 | 100.4 | Basement | 5 | 17.5 | 1440.7 | Y | 316.3 | 316.3 | 447.6 | Flat | Y | District heating | Natural gas | 89615.8478 | 50.0535 | 89615.8478 | 0 | 87427.9292 | 2187.9186 | 89615.8478 | 0 | 85484.0076 | 4131.8403 | 6319.7589 | 83296.0889 | 3.5298 | 7.052% | 35.6922 | 0 | 0.8714 | 0 | 1.6456 | 2.517 | 33.1752 | 1.2169 | 0 | 0.02971 | 0 | 0.056106 | 0.085816 | 1.1311 | 0.066183 | 0 | 0.0016158 | 0 | 0.0030514 | 0.0046672 | 0.061515 | 0 | 38046 | 0,00 | 17904 | 55950 | 0.25 | 1.1 | 0.85 | 0.21 | 0.25 | 0.10901 | 1.1 | 0.40124 | 7833 | 5 | 2506.56 | 17.5 | 6266.4 | 77.7645 | 77.7645 | 75.866 | 77.7645 | 74.1791 | 89615.8478 | 89615.8478 | 87427.9292 | 89615.8478 | 85484.0076
Note on G2: Petar Tasić: - ground - basement
Note on K2: Petar Tasić: -Y - has -N - does not have
Note on O2: Petar Tasić: - sloped - flat
Note on P2: Petar Tasić: -Y - has -N - does not have
Note on Q2: Petar Tasić: - individual - DH
Note on R2: Petar Tasić: - District heating - Firewood - Coal - Pellets - Natural gas - LNG - Woodchips - Electricity

## DATA
Unit prices for EE measures
Measure | Price | Unit
Outer walls | 65 | EUR/m2
Sloped | 48 | EUR/m2
Flat | 85 | EUR/m2
Replacement of windows | 150 | EUR/m2
Insulation of the unheated basement ceiling | 40 | EUR/m2
Energy prices
Energy source | Price per kWh |  | Price per unit |  | Lower heating value
District heating | 0.1638 | EUR/kWh | 2.5 | EUR/m2 | - | -
Firewood | 0.057143 | EUR/kWh | 80 | EUR/m | 1400 | kWh/m
Coal | 0.020118 | EUR/kWh | 95 | EUR/t | 4722.22 | kWh/t
Pellets | 0.037778 | EUR/kWh | 170 | EUR/t | 4500 | kWh/t
Natural gas | 0.10565 | EUR/kWh | 1 | EUR/Sm3 | 9.4654 | kWh/Sm3
LNG | 0.13669 | EUR/kWh | 0.95 | EUR/l | 6.95 | kWh/l
Fuel oil | 0.19669 | EUR/kWh | 1.9 | EUR/l | 9.66 | kWh/l
Woodchips | 0.074286 | EUR/kWh | 260 | EUR/t | 3500 | kWh/kg
Electricity | 0.21 | EUR/kWh | 0.21 | EUR/kWh | - | -
CO2 EMISSION
Energy source | Emission coefficient
Individual | 0.20095 | kgCO2/kWh
District heating | 0.39828 | kgCO2/kWh
Note on G17: Petar Tasić: ρ=455 kg/m3